## mq_analysen_20202_e
MQ Association for Medical Quality Control
www.mqzh.ch
2024-01-31
This table contains all substances which can be determined in our surveys
Number | Substance | QUALAB | Sample | Sample text | EALN | Subcode | Tolerance | Limit | Tolerance 2 | Unit | Material | Volume | Remarks | Evaluation
719 | 17-OH-Progesteron | No | K06 | Hormones | 1620 | 0 | 30 | 0 | 0 | nmol/l | S/P | 1.8 ml |  | qn
452 | 6-Acetylmorphin | No | U03 | Drugs of Abuse | 1686 | 0 | 25 | 0 | 0 |  | U | 5.0 ml |  | ql
708 | Acid-fast bacilli A | No | B39 | Mycobacteria, microscopy | 3358 | 0 | 0 | 0 | 0 |  | M | 2 Slides |  | ql
709 | Acid-fast bacilli B | No | B39 | Mycobacteria, microscopy | 3358 | 0 | 0 | 0 | 0 |  | M | 2 Slides |  | ql
577 | ACTH | No | K20 | PCT/C-Peptid | 1239 | 0 | 25 | 0 | 0 | ng/l | S/P | 0.8 ml |  | qn
38 | Activated Prothrombin Time | Yes | G01 | Coagulation INR | 1019 | 0 | 25 | 0 | 0 | Sek | S/P | 1 ml |  | qn
519 | Adenovirus | No | B19 | Respiratory Panel NAT | 0 | 0 | 0 | 0 | 0 |  | M | 0.6 ml |  | ql
809 | Adenovirus | No | B23 | Meningitis Panel NAT | 0 | 0 | 0 | 0 | 0 |  | M | 0.4 ml |  | ql
621 | Adenovirus Ag | No | B30 | Rota-/Adeno-/Norovirus Ag | 0 | 0 | 0 | 0 | 0 |  | M | 0.5 ml |  | ql
510 | Adenovirus F40/41 | No | B18 | GastrointestinalI Panel NAT | 3007 | 0 | 0 | 0 | 0 |  | M | 0.4 ml |  | ql
801 | Aeromonas | No | B18 | GastrointestinalI Panel NAT | 0 | 0 | 0 | 0 | 0 |  | M | 0.4 ml |  | ql
217 | AFP | Yes | K14 | Tumor Markers | 1034 | 0 | 21 | 0 | 0 | µg/l | S/P | 0.94 ml |  | qn
15 | Alanine aminotransferase | Yes | K01 | Clinical Chemistry | 1020 | 0 | 18 | 30 | 6 | U/l | S/P | 1.5 ml |  | qn
482 | Albumin E | No | K38 | Serum protein electrophoresis | 1636 | 0 | 12 | 0 | 0 | % | S | 0.4 ml |  | qn
710 | Albumin immunological | Yes | G03 | Coagulation NT | 1022 | 0 | 24 | 0 | 0 | mg/l | S/P | 1 ml |  | qn
765 | Albumin immunological | Yes | U05 | Urine albumin/creatinin | 1022 | 0 | 0 | 0 | 0 |  | U | 1.5 ml |  | qn
780 | Albumin immunologisch | Yes | I02 | Plasmaproteins | 1022 | 0 | 0 | 0 | 0 | g/l | S/P | 1.0 ml |  | qn
46 | Albumine | Yes | K01 | Clinical Chemistry | 1021 | 0 | 12 | 30 | 3.6 | g/l | S/P | 1.5 ml |  | qn
439 | Albumine CSF | No | K35 | Cerebrospinal fluid | 1024.1 | 0 | 20 | 0 | 0 | mg/l | CSF | 1.0 ml |  | qn
663 | Aldosteron | No | K46 | IGF-BP3 / Renin / Aldosteron | 0 | 0 | 30 | 0 | 0 | ng/l | S/P | 3.0 ml |  | qn
5 | Alkaline phosphatase | Yes | K01 | Clinical Chemistry | 1027 | 0 | 18 | 60 | 11 | U/l | S/P | 1.5 ml |  | qn
73 | Alpha-1-acid Glycoprotein | No | I02 | Plasmaproteins | 1037 | 0 | 25 | 0 | 0 | g/l | S/P | 1.0 ml |  | qn
79 | Alpha-1-Antitrypsin | No | I02 | Plasmaproteins | 1032 | 0 | 25 | 0 | 0 | g/l | S/P | 1.0 ml |  | qn
483 | alpha-1-Globuline | No | K38 | Serum protein electrophoresis | 1636 | 0 | 30 | 0 | 0 | % | S | 0.4 ml |  | qn
484 | alpha-2-Globuline | No | K38 | Serum protein electrophoresis | 1636 | 0 | 30 | 0 | 0 | % | S | 0.4 ml |  | qn
569 | AMH | No | K43 | AMH | 0 | 0 | 25 | 0 | 0 | pmol/l | S/P | 0.5 ml |  | qn
478 | Amikacin | No | K24 | Drug Monitoring | 1062 | 0 | 25 | 0 | 0 | mg/l | S/P | 1.0 ml |  | qn
429 | Ammonia | Yes | K28 | Ethanol/Ammonia | 1045 | 0 | 21 | 0 | 0 | µmol/l | S/P | 0.5 ml |  | qn
101 | Amphetamine | Yes | U03 | Drugs of Abuse | 1686 | 10 | 0 | 0 | 0 |  | U | 5.0 ml |  | ql
21 | Amylase | Yes | K01 | Clinical Chemistry | 1047 | 0 | 18 | 50 | 9 | U/l | S/P | 1.5 ml |  | qn
51 | Amylase-Urine | No | U01 | Urine quant. | 1048 | 0 | 25 | 0 | 0 | U/l | U | 1.5 ml |  | qn
718 | Androstendion | No | K06 | Hormones | 1055 | 0 | 30 | 0 | 0 | nmol/l | S/P | 1.8 ml |  | qn
645 | Anti deam. Gliadin IgA | No | I10 | celiac disease | 0 | 0 | 30 | 2 | 1 | U/ml | S/P | 0.5 ml |  | qn
644 | Anti deam. Gliadin IgG | No | I10 | celiac disease | 0 | 0 | 30 | 2 | 1 | U/ml | S/P | 0.5 ml |  | qn
579 | Anti Thyreoglobulin | No | K47 | Schilddrüsenautoantikörper | 1186 | 0 | 25 | 10 | 2.5 | IU/ml | S | 1.0 ml |  | qn
580 | Anti TPO | Yes | K47 | Schilddrüsenautoantikörper | 1188.1 | 0 | 25 | 10 | 2.5 | IU/ml | S | 1.0 ml |  | qn
647 | Anti tTG IgA | No | I10 | celiac disease | 0 | 0 | 30 | 2 | 1 | U/ml | S/P | 0.5 ml |  | qn
646 | Anti tTG IgG | No | I10 | celiac disease | 0 | 0 | 30 | 2 | 1 | U/ml | S/P | 0.5 ml |  | qn
604 | Anti-FIIa (Dabigatran) | No | G22 | Dabigatran | 1348 | 0 | 20 | 0 | 0 | µg/l | S/P | 1.0 ml |  | qn
602 | Anti-FXa (Apixaban) | No | G20 | Apixaban | 1348 | 0 | 20 | 0 | 0 | µg/l | S/P | 1.0 ml |  | qn
603 | Anti-FXa (Edoxaban) | No | G21 | Edoxaban | 1348 | 0 | 20 | 0 | 0 | µg/l | S/P | 1.0 ml |  | qn
600 | Anti-FXa (LMW-Heparin) | No | G18 | LMW-Heparin | 1348 | 0 | 20 | 0 | 0 | IU/ml | S/P | 1.0 ml |  | qn
601 | Anti-FXa (Rivaroxaban) | No | G19 | Rivaroxaban | 1348 | 0 | 20 | 0 | 0 | µg/l | S/P | 1.0 ml |  | qn
599 | Anti-FXa (unfrakt-Heparin) | No | G04 | unfractionated heparin | 1348 | 0 | 20 | 0 | 0 | IU/ml | S/P | 1 ml |  | qn
74 | Anti-Streptolysin-Antibodies | No | I02 | Plasmaproteins | 3470 | 0 | 25 | 0 | 0 | kIU/l | S/P | 1.0 ml |  | qn
777 | Apolipoprotein A1 | No | I05 | CRP/Lp (a) | 1087 | 0 | 30 | 0 | 0 | g/l | S/P | 0.35 ml |  | qn
778 | Apolipoprotein B | No | I05 | CRP/Lp (a) | 1089 | 0 | 30 | 0 | 0 | g/l | S/P | 0.35 ml |  | qn
84 | aPTT H | Yes | G04 | unfractionated heparin | 1019 | 0 | 25 | 0 | 0 | Sek | S/P | 1 ml |  | qn
125 | aPTT H | No | G04 | unfractionated heparin | 1019 | 0 | 0 | 0 | 0 |  | S/P | 1 ml |  | qn
333 | aPTT HC | Yes | G12 | Hemochron | 1019 | 0 | 25 | 0 | 0 | Sek | S/P |  |  | qn
83 | aPTT N | Yes | G03 | Coagulation NT | 1019 | 0 | 25 | 0 | 0 | Sek | S/P | 1 ml |  | qn
124 | aPTT N | No | G03 | Coagulation NT | 1019 | 0 | 0 | 0 | 0 |  | S/P | 1 ml |  | qn
14 | Aspartate aminotransferase | Yes | K01 | Clinical Chemistry | 1093 | 0 | 18 | 30 | 6 | U/l | S/P | 1.5 ml |  | qn
511 | Astrovirus | No | B18 | GastrointestinalI Panel NAT | 0 | 0 | 0 | 0 | 0 |  | M | 0.4 ml |  | ql
102 | Barbiturates | Yes | U03 | Drugs of Abuse | 1686 | 20 | 0 | 0 | 0 |  | U | 5.0 ml |  | ql
409 | Basophiles | No | H06 | Hematology, 5-part differential | 1373 | 0 | 80 | 0.1 | 0.08 | G/l | WB | 1.0 ml |  | qn
673 | Basophiles HS | No | H12 | Hemoscreen | 0 | 0 | 25 | 0 | 0 | G/l | WB | 1.0 ml |  | qn
103 | Benzodiazepines | Yes | U03 | Drugs of Abuse | 1686 | 30 | 0 | 0 | 0 |  | U | 5.0 ml |  | ql
585 | Beta-1-Globulin | No | K38 | Serum protein electrophoresis | 1636 | 0 | 30 | 0 | 0 | % | S | 0.4 ml |  | qn
234 | Beta-2 microglobuline | No | I02 | Plasmaproteins | 1201 | 0 | 25 | 0 | 0 | mg/l | S/P | 1.0 ml |  | qn
586 | Beta-2-Globulin | No | K38 | Serum protein electrophoresis | 1636 | 0 | 30 | 0 | 0 | % | S | 0.4 ml |  | qn
485 | beta-Globuline | No | K38 | Serum protein electrophoresis | 1636 | 0 | 30 | 0 | 0 | % | S | 0.4 ml |  | qn
357 | Bicarbonat | No | K34 | Clinical Chemistry 2 | 1205 | 0 | 15 | 0 | 0 | mmol/l | S/P | 0.5 ml |  | qn
6 | Bilirubin | Yes | K01 | Clinical Chemistry | 1207 | 0 | 18 | 10 | 2 | µmol/l | S/P | 1.5 ml |  | qn
160 | Bilirubin direct | Yes | K12 | Neonatal Bilirubin | 1207 | 0 | 18 | 10 | 2 | µmol/l | S/P | 0.58 ml |  | qn
293 | Bilirubin direct | No | K01 | Clinical Chemistry | 1206 | 0 | 18 | 0 | 0 | µmol/l | S/P | 1.5 ml |  | qn
161 | Bilirubin indirect | Yes | K12 | Neonatal Bilirubin | 1207 | 0 | 18 | 10 | 2 | µmol/l | S/P | 0.58 ml |  | qn
162 | Bilirubin neonatal | Yes | K12 | Neonatal Bilirubin | 1207 | 0 | 18 | 10 | 2 | µmol/l | S/P | 0.58 ml |  | qn
175 | Bilirubin OR | Yes | K04 | Blood gases | 1207 | 0 | 18 | 10 | 2 | µmol/l | BGA | 2.0 ml |  | qn
159 | Bilirubin total Neo | Yes | K12 | Neonatal Bilirubin | 1207 | 0 | 18 | 10 | 2 | µmol/l | S/P | 0.58 ml |  | qn
116 | Bilirubine | Yes | U02 | Urine teststrip/HCG | 1740 | 80 | 0 | 0 | 0 |  | U | 5.0 ml |  | sq
556 | Birch rBet v1 (t215) ql | Yes | I03 | Allergology | 1445.1 | 20 | 1 | 0 | 0 |  | S/P | 1.0 ml |  | ql
557 | Birch rBet v1 (t215) qn | Yes | I03 | Allergology | 1446.1 | 20 | 30 | 1.5 | 0.45 | kU/L | S/P | 1.0 ml |  | qn
558 | Birch rBet v2/4 (t221) ql | Yes | I03 | Allergology | 1445.1 | 20 | 1 | 0 | 0 |  | S/P | 1.0 ml |  | ql
559 | Birch rBet v2/4 (t221) qn | Yes | I03 | Allergology | 1446.1 | 20 | 30 | 1.5 | 0.45 | kU/L | S/P | 1.0 ml |  | qn
802 | Blastocystis hominis | No | B18 | GastrointestinalI Panel NAT | 0 | 0 | 0 | 0 | 0 |  | M | 0.4 ml |  | ql
117 | Blood | Yes | U02 | Urine teststrip/HCG | 1740 | 90 | 0 | 0 | 0 |  | U | 5.0 ml |  | sq
335 | Blood parasites | Yes | H04 | Blood Parasite | 3533 | 0 | 100 | 0 | 0 | Code | Slide | 1 Slide |  | ql
555 | Blood parasites | Yes | H04 | Blood Parasite | 3533 | 0 | 100 | 5 | 2.5 | % | Slide | 1 Slide |  | ql
157 | BNP | Yes | K41 | Cardiac Triage | 1576 | 0 | 27 | 75 | 20 | ng/l | S/P | 1.2 ml |  | qn
206 | BNP | Yes | K17 | BNP | 1576 | 0 | 27 | 75 | 20 | ng/l | S/P |  |  | qn
652 | BNP | Yes | K05 | Cardiac Markers | 1576 | 0 | 27 | 75 | 20 | ng/l | S/P | 1.8 ml |  | qn
650 | Bocavirus | No | B19 | Respiratory Panel NAT | 0 | 0 | 0 | 0 | 0 |  | M | 0.6 ml |  | ql
641 | Bordetella parapertussis | No | B19 | Respiratory Panel NAT | 0 | 0 | 0 | 0 | 0 |  | M | 0.6 ml |  | ql
533 | Bordetella pertussis | No | B19 | Respiratory Panel NAT | 3368 | 0 | 0 | 0 | 0 |  | M | 0.6 ml |  | ql
453 | Buprenorphin | No | U03 | Drugs of Abuse | 1686 | 0 | 25 | 0 | 0 |  | U | 5.0 ml |  | ql
688 | C. Diff GDH | No | B37 | C. Diff Ag (GDH, Toxin A/B) | 0 | 0 | 0 | 0 | 0 |  | M | 0.2 ml |  | ql
696 | C. Diff Tox A/B | No | B37 | C. Diff Ag (GDH, Toxin A/B) | 3400 | 0 | 0 | 0 | 0 |  | M | 0.2 ml |  | ql
689 | C. Diff Toxin A | No | B37 | C. Diff Ag (GDH, Toxin A/B) | 3400 | 0 | 0 | 0 | 0 |  | M | 0.2 ml |  | ql
690 | C. Diff Toxin B | No | B37 | C. Diff Ag (GDH, Toxin A/B) | 3400 | 0 | 0 | 0 | 0 |  | M | 0.2 ml |  | ql
660 | C1-Inhibitor | No | I02 | Plasmaproteins | 0 | 0 | 20 | 0 | 0 | g/l | S/P | 1.0 ml |  | qn
184 | CA 125 | No | K14 | Tumor Markers | 1216 | 0 | 25 | 0 | 0 | kIU/l | S/P | 0.94 ml |  | qn
186 | CA 15-3 | No | K14 | Tumor Markers | 1217 | 0 | 25 | 0 | 0 | kIU/l | S/P | 0.94 ml |  | qn
185 | CA 19-9 | No | K14 | Tumor Markers | 1218 | 0 | 25 | 0 | 0 | kIU/l | S/P | 0.94 ml |  | qn
426 | CA 72-4 | No | K14 | Tumor Markers | 1219 | 0 | 25 | 0 | 0 | U/ml | S/P | 0.94 ml |  | qn
571 | Calcitonin | No | K45 | Calcitonin | 1221 | 0 | 25 | 0 | 0 | pmol/l | S/P | 1.0 ml |  | qn
18 | Calcium | Yes | K01 | Clinical Chemistry | 1223 | 0 | 9 | 2 | 0.18 | mmol/l | S/P | 1.5 ml |  | qn
303 | Calcium CCA | No | K09 | Blood Gases Opti CCA | 1222 | 0 | 9 | 2 | 0.18 | mmol/l | BGA |  |  | qn
377 | Calcium ISE | No | K01 | Clinical Chemistry | 1222 | 0 | 12 | 0 | 0 | mmol/l | S/P | 1.5 ml |  | qn
178 | Calcium OR | No | K04 | Blood gases | 1222 | 0 | 12 | 2 | 0 | mmol/l | BGA | 2.0 ml |  | qn
93 | Calcium-BG | No | K04 | Blood gases | 1222 | 0 | 12 | 2 | 0.24 | mmol/l | BGA | 2.0 ml |  | qn
52 | Calcium-Urine | No | U01 | Urine quant. | 1224 | 0 | 9 | 2 | 0.18 | mmol/l | U | 1.5 ml |  | qn
352 | Calprotectin | No | K29 | Calprotectin | 1224 | 0 | 40 | 50 | 20 | µg/g | F | 0.3 ml |  | qn
493 | Campylobacter | No | B18 | GastrointestinalI Panel NAT | 0 | 0 | 0 | 0 | 0 |  | M | 0.4 ml |  | ql
104 | Cannabinoides | Yes | U03 | Drugs of Abuse | 1686 | 40 | 0 | 0 | 0 |  | U | 5.0 ml |  | ql
593 | Carba R (all) | No | B25 | Carba-R | 3349 | 0 | 0 | 0 | 0 |  | M | 1 Swab |  | ql
356 | Carbamazepin | No | K24 | Drug Monitoring | 1070 | 0 | 24 | 0 | 0 | µmol/l | S/P | 1.0 ml |  | qn
624 | Carba-R (IMP1) | No | B25 | Carba-R | 3349 | 0 | 0 | 0 | 0 |  | M | 1 Swab |  | ql
627 | Carba-R (KPC) | No | B25 | Carba-R | 3349 | 0 | 0 | 0 | 0 |  | M | 1 Swab |  | ql
626 | Carba-R (NDM) | No | B25 | Carba-R | 3349 | 0 | 0 | 0 | 0 |  | M | 1 Swab |  | ql
628 | Carba-R (OXA48) | No | B25 | Carba-R | 3349 | 0 | 0 | 0 | 0 |  | M | 1 Swab |  | ql
625 | Carba-R (VIM) | No | B25 | Carba-R | 3349 | 0 | 0 | 0 | 0 |  | M | 1 Swab |  | ql
443 | CDT | No | K36 | CDT (carbohydrate deficient transferrin) | 1226 | 0 | 20 | 0 | 0 | % | S/P | 0.6 ml |  | qn
183 | CEA | Yes | K14 | Tumor Markers | 1227 | 0 | 21 | 5 | 1.1 | µg/l | S/P | 0.94 ml |  | qn
616 | Celiac disease rapid test | No | I08 | Coeliac disease | 0 | 0 | 0 | 0 | 0 |  | WB | 0.25 ml |  | ql
237 | Ceruloplasmin | No | I02 | Plasmaproteins | 1220 | 0 | 25 | 0 | 0 | mg/l | S/P | 1.0 ml |  | qn
237 | Ceruloplasmin | No | I02 | Plasmaproteins | 1220 | 0 | 25 | 0 | 0 | mg/l | S/P | 1.0 ml |  | qn
413 | Chlamydia trachomatis (CT) | Yes | B11 | Chlamydia trachomatis/Neisseria gonorrhoeae | 3396 | 0 | 0 | 0 | 0 |  | M | 1.1 ml |  | ql
534 | Chlamydophila pneumoniae | No | B19 | Respiratory Panel NAT | 3397 | 0 | 0 | 0 | 0 |  | M | 0.6 ml |  | ql
799 | Chlamydophila pneumoniae | No | B19 | Respiratory Panel NAT | 0 | 0 | 0 | 0 | 0 |  | M | 0.6 ml |  | ql
92 | Chlorid-BG | Yes | K04 | Blood gases | 1229 | 0 | 6 | 0 | 0 | mmol/l | BGA | 2.0 ml |  | qn
45 | Chloride | Yes | K01 | Clinical Chemistry | 1229 | 0 | 6 | 0 | 0 | mmol/l | S/P | 1.5 ml |  | qn
438 | Chloride CSF | No | K35 | Cerebrospinal fluid | 1229 | 0 | 20 | 0 | 0 | mmol/l | CSF | 1.0 ml |  | qn
53 | Chloride-Urine | No | U01 | Urine quant. | 1229 | 0 | 12 | 0 | 0 | mmol/l | U | 1.5 ml |  | qn
48 | Cholesterin HDL | Yes | K01 | Clinical Chemistry | 1410.1 | 0 | 21 | 0.4 | 0.09 | mmol/l | S/P | 1.5 ml |  | qn
359 | Cholesterol HDL Af/b101 | Yes | K30 | Lipids Af/b101 | 1410.1 | 0 | 21 | 0.4 | 0.09 | mmol/l | S/P | 0.5 ml |  | qn
230 | Cholesterol HDL PTS | Yes | K19 | CardioChek Lipidpanel | 1410.1 | 0 | 21 | 0.4 | 0.09 | mmol/l | S/P | 0.5 ml |  | qn
235 | Cholesterol LDL | Yes | K01 | Clinical Chemistry | 1521 | 0 | 18 | 0 | 0 | mmol/l | S/P | 1.5 ml |  | qn
229 | Cholesterol PTS | Yes | K19 | CardioChek Lipidpanel | 1230 | 0 | 10 | 0 | 0 | mmol/l | S/P | 0.5 ml |  | qn
7 | Cholesterol total | Yes | K01 | Clinical Chemistry | 1230 | 0 | 10 | 0 | 0 | mmol/l | S/P | 1.5 ml |  | qn
358 | Cholesterol total Af/b101 | Yes | K30 | Lipids Af/b101 | 1230 | 0 | 10 | 0 | 0 | mmol/l | S/P | 0.5 ml |  | qn
376 | Cholinesterase | No | K34 | Clinical Chemistry 2 | 1231 | 0 | 30 | 0 | 0 | kU/L | S/P | 0.5 ml |  | qn
179 | Choride OR | Yes | K04 | Blood gases | 1229 | 0 | 6 | 0 | 0 | mmol/l | BGA | 2.0 ml |  | qn
87 | CK-MB | No | K15 | Creatinkinase Activity | 1250 | 0 | 30 | 0 | 0 | U/l | S/P | 0.5 ml |  | qn
324 | CKMB- K8 | No | K08 | Cardiac Markers h232 | 1251 | 0 | 40 | 0 | 0 | µg/l | S/P | 1.5 ml |  | qn
91 | CK-MB mass | No | K05 | Cardiac Markers | 1251 | 0 | 40 | 0 | 0 | µg/l | S/P | 1.8 ml |  | qn
130 | CK-MB Mass ql | No | K05 | Cardiac Markers | 1251 | 0 | 0 | 0 | 0 |  | S/P | 1.8 ml |  | ql
342 | CK-MB Triage | No | K41 | Cardiac Triage | 1251 | 0 | 40 | 0 | 0 | µg/l | S/P | 1.2 ml |  | qn
417 | Clostridium difficile | Yes | B13 | Clostridium difficile | 3349 | 20 | 0 | 0 | 0 |  | M | 1 Swab |  | ql
494 | Clostridium difficile | Yes | B18 | GastrointestinalI Panel NAT | 3349 | 20 | 0 | 0 | 0 |  | M | 0.4 ml |  | ql
785 | CMV NAT ql | No | V02 | CMV NAT qn | 3018 | 0 | 0 | 0 | 0 |  | M | 1.1 ml |  | ql
786 | CMV NAT qn | No | V02 | CMV NAT qn | 3018 | 0 | 50 | 0 | 0 | IU/ml | M | 1.1 ml |  | qn
156 | CoaguChek APTT | Yes | G09 | CoaguChek APTT | 1019 | 0 | 25 | 0 | 0 | Sek | S/P |  |  | qn
105 | Cocaine | Yes | U03 | Drugs of Abuse | 1686 | 50 | 0 | 0 | 0 |  | U | 5.0 ml |  | ql
75 | Complement C3 | Yes | I02 | Plasmaproteins | 1501.1 | 0 | 15 | 0 | 0 | g/l | S/P | 1.0 ml |  | qn
76 | Complement C4 | Yes | I02 | Plasmaproteins | 1503 | 0 | 15 | 0 | 0 | g/l | S/P | 1.0 ml |  | qn
775 | Copeptin | No | K52 | Copeptin | 1067 | 0 | 30 | 0 | 0 | pmol/l | S/P | 0.5 ml F |  | qn
430 | Copper | No | K34 | Clinical Chemistry 2 | 1515 | 0 | 20 | 0 | 0 | µmol/l | S/P | 0.5 ml |  | qn
818 | Coronavirus | No | B19 | Respiratory Panel NAT | 0 | 0 | 0 | 0 | 0 |  | M | 0.6 ml |  | ql
520 | Coronavirus 229E | No | B19 | Respiratory Panel NAT | 0 | 0 | 0 | 0 | 0 |  | M | 0.6 ml |  | ql
521 | Coronavirus HKU1 | No | B19 | Respiratory Panel NAT | 0 | 0 | 0 | 0 | 0 |  | M | 0.6 ml |  | ql
522 | Coronavirus NL63 | No | B19 | Respiratory Panel NAT | 0 | 0 | 0 | 0 | 0 |  | M | 0.6 ml |  | ql
523 | Coronavirus OC43 | No | B19 | Respiratory Panel NAT | 0 | 0 | 0 | 0 | 0 |  | M | 0.6 ml |  | ql
218 | Cortisol | Yes | K06 | Hormones | 1240.1 | 0 | 20 | 0 | 0 | nmol/l | S/P | 1.8 ml |  | qn
574 | C-Peptid | No | K20 | PCT/C-Peptid | 1244 | 0 | 25 | 0 | 0 | nmol/l | S/P | 0.8 ml |  | qn
19 | Creatine kinase | Yes | K01 | Clinical Chemistry | 1249 | 0 | 18 | 33 | 6 | U/l | S/P | 1.5 ml |  | qn
451 | Creatinie U3 | No | U03 | Drugs of Abuse | 1510 | 0 | 25 | 0 | 0 | mmol/l | U | 5.0 ml |  | qn
13 | Creatinine | Yes | K01 | Clinical Chemistry | 1509 | 0 | 18 | 50 | 9 | µmol/l | S/P | 1.5 ml |  | qn
240 | Creatinine U | Yes | U05 | Urine albumin/creatinin | 1023 | 0 | 24 | 20 | 4.8 | mg/l | U | 1.5 ml |  | qn
587 | Creatinine WB | Yes | K48 | Creatinin whole Blood | 1509 | 0 | 18 | 50 | 9 | µmol/l | WB | 0.2 ml |  | qn
54 | Creatinine-Urine | No | U01 | Urine quant. | 1510 | 0 | 20 | 0 | 0 | mmol/l | U | 1.5 ml |  | qn
26 | CRP | Yes | I01 | CRP | 1245 | 0 | 21 | 10 | 2 | mg/l | S/P | 0.26 ml |  | qn
582 | CRP | Yes | I07 | CRP WB | 1245 | 0 | 21 | 10 | 2 | mg/l | S/P |  |  | qn
565 | CRP H2 | Yes | H02 | Hematology Plus | 1245 | 0 | 21 | 10 | 2 | mg/l | WB | 1.5 ml |  | qn
347 | CRP HS | Yes | I05 | CRP/Lp (a) | 1245 | 0 | 21 | 10 | 2 | mg/l | S/P | 0.35 ml |  | qn
769 | CRP Lumira | Yes | I11 | CRP Lumira | 1245 | 0 | 21 | 10 | 2 | mg/l | S/P | 0.25 ml |  | qn
549 | Cryptococcus neoformans/gattii | No | B23 | Meningitis Panel NAT | 0 | 0 | 0 | 0 | 0 |  | M | 0.4 ml |  | ql
506 | Cryptosporidium | No | B18 | GastrointestinalI Panel NAT | 0 | 0 | 0 | 0 | 0 |  | M | 0.4 ml |  | ql
169 | ctHb OR | Yes | K04 | Blood gases | 1396 | 0 | 9 | 0 | 0 | g/l | BGA | 2.0 ml |  | qn
720 | Culture microscopy A | Yes | B40 | Mycobacteria, culture 1 TB | 3446 | 0 | 0 | 0 | 0 |  | M | 2 x 1 ml |  | ql
721 | Culture microscopy B | Yes | B40 | Mycobacteria, culture 1 TB | 3446 | 0 | 0 | 0 | 0 |  | M | 2 x 1 ml |  | ql
507 | Cyclospora cayetanensis | No | B18 | GastrointestinalI Panel NAT | 0 | 0 | 0 | 0 | 0 |  | M | 0.4 ml |  | ql
448 | Cyclosporin | No | K37 | Immunosuppressiva | 1470 | 0 | 25 | 0 | 0 | µg/l | S/P | 1.0 ml |  | qn
427 | CYFRA 21-1 | No | K14 | Tumor Markers | 1255 | 0 | 25 | 0 | 0 | ng/ml | S/P | 0.94 ml |  | qn
310 | Cystatin C | No | K25 | Cystatin C | 1257 | 0 | 24 | 0 | 0 | mg/l | S/P | 0.24 ml |  | qn
200 | Cytomegalovirus IgG | Yes | B07 | Cytomegalie | 3008 | 10 | 0 | 0 | 0 |  | S/P | 0.5 ml |  | ql
201 | Cytomegalovirus IgM | Yes | B07 | Cytomegalie | 3010 | 0 | 0 | 0 | 0 |  | S/P | 0.5 ml |  | ql
290 | D1 Derm. pteronyssin. | Yes | I09 | Allergologie Immunocap RAPID | 1445.1 | 10 | 30 | 0 | 0 |  | WB | 0.25 ml | ImmunoCAP rapid | ql
258 | D1 Derm. pteronyssinus | Yes | I03 | Allergology | 1445.1 | 10 | 30 | 1.5 | 0.45 | kU/L | S/P | 1.0 ml | Allergy Screen | qn
259 | D2 Derm. farinae | No | I03 | Allergology | 1445.1 | 0 | 30 | 1.5 | 0.45 | kU/L | S/P | 1.0 ml | Allergy Screen | qn
95 | D-dimer | Yes | G06 | D-dimer | 1260 | 0 | 21 | 0 | 0 | mg/l | S/P | 0.5 ml |  | qn
136 | D-dimer CR | Yes | K08 | Cardiac Markers h232 | 1260 | 0 | 21 | 0 | 0 | mg/l | S/P | 1.5 ml |  | qn
126 | D-Dimer NC | Yes | G05 | D-Dimer NC | 1260 | 0 | 21 | 0 | 0 | mg/l | S/P |  |  | qn
146 | D-dimer ql (pos/neg) | Yes | G06 | D-dimer | 1259 | 0 | 0 | 0 | 0 |  | S/P | 0.5 ml |  | ql
364 | D-dimer qn S | Yes | K31 | Cardiac markers Af/Nx | 1260 | 0 | 21 | 0 | 0 | mg/l | S/P | 1.5 ml |  | qn
341 | D-dimer Triage | Yes | K41 | Cardiac Triage | 1260 | 0 | 21 | 0 | 0 | ng/ml | S/P | 1.2 ml |  | qn
365 | D-Dimere pos/neg S | Yes | K31 | Cardiac markers Af/Nx | 1259 | 0 | 0 | 0 | 0 |  | S/P | 1.5 ml |  | ql
692 | D-Dimere pos/neg | Yes | K50 | Cardiac marker Excdia | 1259 | 0 | 0 | 0 | 0 |  | S/P | 0.5 ml |  | ql
691 | D-Dimere qn | Yes | K50 | Cardiac marker Excdia | 1260 | 0 | 0 | 0 | 0 | mg/l | S/P | 0.5 ml |  | qn
517 | DHEAS | No | K06 | Hormones | 1262 | 0 | 30 | 0 | 0 | µmol/l | S/P | 1.8 ml |  | qn
803 | Dientamoeba fragilis | No | B18 | GastrointestinalI Panel NAT | 0 | 0 | 0 | 0 | 0 |  | M | 0.4 ml |  | ql
108 | Differential Blood Smear | Yes | H03 | Differenzial blood smear | 1266 | 0 | 0 | 0 | 0 |  | Slide | 2 Slides |  | qn
304 | Digoxin | Yes | K24 | Drug Monitoring | 1267 | 0 | 24 | 1 | 0.24 | nmol/l | S/P | 1.0 ml |  | qn
500 | E. coli (EAEC) | No | B18 | GastrointestinalI Panel NAT | 3428 | 0 | 0 | 0 | 0 |  | M | 0.4 ml |  | ql
505 | E. coli (EIEC) / Shigella | No | B18 | GastrointestinalI Panel NAT | 3425 | 0 | 0 | 0 | 0 |  | M | 0.4 ml |  | ql
501 | E. coli (EPEC) | No | B18 | GastrointestinalI Panel NAT | 0 | 0 | 0 | 0 | 0 |  | M | 0.4 ml |  | ql
502 | E. coli (ETEC) | No | B18 | GastrointestinalI Panel NAT | 3424 | 0 | 0 | 0 | 0 |  | M | 0.4 ml |  | ql
503 | E. coli (STEC) | No | B18 | GastrointestinalI Panel NAT | 3426 | 0 | 0 | 0 | 0 |  | M | 0.4 ml |  | ql
504 | E. coli O157 | No | B18 | GastrointestinalI Panel NAT | 0 | 0 | 0 | 0 | 0 |  | M | 0.4 ml |  | ql
269 | E1 Cat | Yes | I03 | Allergology | 1445.1 | 20 | 30 | 1.5 | 0.45 | kU/L | S/P | 1.0 ml | Allergy Screen | qn
269 | E1 Cat | Yes | I03 | Allergology | 1445.1 | 20 | 30 | 1.5 | 0.45 | kU/L | S/P | 1.0 ml | Allergy Screen | qn
285 | E1 cat | Yes | I09 | Allergologie Immunocap RAPID | 1445.1 | 30 | 30 | 0 | 0 |  | WB | 0.25 ml | ImmunoCAP rapid | ql
270 | E2 dog | No | I03 | Allergology | 1445.1 | 0 | 30 | 1.5 | 0.45 | kU/L | S/P | 1.0 ml | Allergy Screen | qn
638 | E3 Horse | No | I03 | Allergology | 1445.1 | 0 | 30 | 0 | 0 |  | S/P | 1.0 ml | Allergy Screen | qn
270 | E5 Dog | No | I03 | Allergology | 1445.1 | 0 | 30 | 1.5 | 0.45 | kU/L | S/P | 1.0 ml | Allergy Screen | qn
289 | E5 dog | No | I09 | Allergologie Immunocap RAPID | 1445.1 | 0 | 30 | 0 | 0 |  | WB | 0.25 ml | ImmunoCAP rapid | ql
271 | E6 Guinea pig | No | I03 | Allergology | 1445.1 | 0 | 30 | 1.5 | 0.45 | kU/L | S/P | 1.0 ml | Allergy Screen | qn
472 | EBV EBNA-1 IgG | Yes | B20 | Epstein-Bar-Virus | 3036 | 0 | 0 | 0 | 0 |  | S/P | 0.5 ml |  | ql
471 | EBV heterophilic antibodies | Yes | B20 | Epstein-Bar-Virus | 3033 | 0 | 0 | 0 | 0 |  | S/P | 0.5 ml |  | ql
787 | EBV NAT ql | No | V03 | EBV NAT qn | 3032 | 0 | 0 | 0 | 0 |  | M | 1.1 ml |  | ql
788 | EBV NAT qn | No | V03 | EBV NAT qn | 3032 | 0 | 50 | 0 | 0 | IU/ml | M | 1.1 ml |  | qn
473 | EBV VCA-IgG | Yes | B20 | Epstein-Bar-Virus | 3024 | 0 | 0 | 0 | 0 |  | S/P | 0.5 ml |  | ql
474 | EBV VCA-IgM | Yes | B20 | Epstein-Bar-Virus | 3026 | 0 | 0 | 0 | 0 |  | S/P | 0.5 ml |  | ql
337 | Ecstasy pos/neg | No | U03 | Drugs of Abuse | 1686 | 0 | 0 | 0 | 0 |  | U | 5.0 ml |  | ql
454 | EDDP | Yes | U03 | Drugs of Abuse | 1686 | 80 | 25 | 0 | 0 |  | U | 5.0 ml |  | ql
675 | eGFR CDK-EPI WB | No | K48 | Creatinin whole Blood | 0 | 0 | 30 | 0 | 0 |  | WB | 0.2 ml |  | qn
676 | eGFR Cockcroft - Gault WB | No | K48 | Creatinin whole Blood | 0 | 0 | 30 | 0 | 0 |  | WB | 0.2 ml |  | qn
508 | Entamoeba histolytica | No | B18 | GastrointestinalI Panel NAT | 0 | 0 | 0 | 0 | 0 |  | M | 0.4 ml |  | ql
543 | Enterovirus | Yes | B23 | Meningitis Panel NAT | 3023 | 0 | 0 | 0 | 0 |  | M | 0.4 ml |  | ql
592 | Enterovirus (Xpert) | Yes | B26 | Enterovirus | 3023 | 0 | 0 | 0 | 0 |  | M | 0.3 ml |  | ql
672 | Eosinophiles HS | No | H12 | Hemoscreen | 0 | 0 | 25 | 0 | 0 | G/l | WB | 1.0 ml |  | qn
408 | Eosinophils | No | H06 | Hematology, 5-part differential | 1373 | 0 | 80 | 0 | 0 | G/l | WB | 1.0 ml |  | qn
573 | EPO | No | K21 | PTH/EPO | 1279 | 0 | 25 | 0 | 0 | U/l | S/P | 1.0 ml |  | qn
812 | Epstein-Barr Virus | No | B23 | Meningitis Panel NAT | 0 | 0 | 0 | 0 | 0 |  | M | 0.4 ml |  | ql
421 | Erythrocyte sedimentation rate 1h | No | H10 | Erythrocyte sedimentation rate | 1666 | 0 | 40 | 0 | 0 | mm/h | WB | 9 ml |  | qn
422 | Erythrocyte sedimentation rate 2h | No | H10 | Erythrocyte sedimentation rate | 1666 | 0 | 40 | 0 | 0 | mm/2h | WB | 9 ml |  | qn
37 | Erythrocytes | Yes | H01 | Hematology | 1297 | 0 | 25 | 0 | 0 | T/l | WB | 1.1 ml |  | qn
402 | Erythrocytes | Yes | H06 | Hematology, 5-part differential | 1297 | 0 | 25 | 0 | 0 | T/l | WB | 1.0 ml | H1 auch bestellen | qn
564 | Erythrocytes H2 | Yes | H02 | Hematology Plus | 1297 | 0 | 25 | 0 | 0 | T/l | WB | 1.5 ml |  | qn
666 | Erythrocytes HS | No | H12 | Hemoscreen | 0 | 0 | 25 | 0 | 0 | T/l | WB | 1.0 ml |  | qn
536 | Escherichia coli K1 | No | B23 | Meningitis Panel NAT | 0 | 0 | 0 | 0 | 0 |  | M | 0.4 ml |  | ql
396 | Estradiol | Yes | K06 | Hormones | 1307 | 0 | 30 | 200 | 60 | pmol/l | S/P | 1.8 ml |  | qn
351 | Ethanol | Yes | K28 | Ethanol/Ammonia | 1311 | 0 | 18 | 10 | 1.8 | mmol/l | S/P | 0.5 ml |  | qn
455 | Ethylalkohol urine | Yes | U03 | Drugs of Abuse | 1311 | 0 | 18 | 10 | 1.8 | mmol/l | U | 5.0 ml |  | qn
456 | Ethylglucuronid | No | U03 | Drugs of Abuse | 1311.1 | 0 | 25 | 0.1 | 0.1 | mg/l | U | 5.0 ml |  | qn
632 | Ethylglucuronid ql | No | U03 | Drugs of Abuse | 1311.1 | 0 | 0 | 0 | 0 |  | U | 5.0 ml |  | ql
518 | Everolimus | No | K37 | Immunosuppressiva | 0 | 0 | 25 | 0 | 0 | µg/l | S/P | 1.0 ml |  | qn
288 | F1 Egg White | No | I09 | Allergologie Immunocap RAPID | 1445.1 | 0 | 30 | 0 | 0 |  | WB | 0.25 ml | ImmunoCAP rapid | ql
246 | F1 Protein | No | I03 | Allergology | 1445.1 | 0 | 30 | 1.5 | 0.45 | kU/L | S/P | 1.0 ml | Allergy Screen | qn
248 | F13 peanut | No | I03 | Allergology | 1445.1 | 40 | 30 | 1.5 | 0.45 | kU/L | S/P | 1.0 ml | Allergy Screen | qn
344 | F13 peanut | No | I03 | Allergology | 1445 | 70 | 30 | 1.5 | 0.45 |  | S/P | 1.0 ml |  | ql
250 | F14 Soya | No | I03 | Allergology | 1445.1 | 0 | 30 | 1.5 | 0.45 | kU/L | S/P | 1.0 ml | Allergy Screen | qn
249 | F17 Hazelnut | No | I03 | Allergology | 1445.1 | 0 | 30 | 1.5 | 0.45 | kU/L | S/P | 1.0 ml | Allergy Screen | qn
242 | F2 milk | No | I03 | Allergology | 1445.1 | 0 | 30 | 1.5 | 0.45 | kU/L | S/P | 1.0 ml | Allergy Screen | qn
291 | F2 Milk | No | I09 | Allergologie Immunocap RAPID | 1445.1 | 0 | 30 | 0 | 0 |  | WB | 0.25 ml | ImmunoCAP rapid | ql
254 | F23 Crab | No | I03 | Allergology | 1445.1 | 0 | 30 | 1.5 | 0.45 | kU/L | S/P | 1.0 ml | Allergy Screen | qn
253 | F3 Cod | No | I03 | Allergology | 1445.1 | 0 | 30 | 1.5 | 0.45 | kU/L | S/P | 1.0 ml | Allergy Screen | qn
256 | F31 Carrot | No | I03 | Allergology | 1445.1 | 0 | 30 | 1.5 | 0.45 | kU/L | S/P | 1.0 ml | Allergy Screen | qn
251 | F4 Wheat flour | No | I03 | Allergology | 1445.1 | 0 | 30 | 1.5 | 0.45 | kU/L | S/P | 1.0 ml | Allergy Screen | qn
257 | F49 Apple | No | I03 | Allergology | 1445.1 | 0 | 30 | 1.5 | 0.45 | kU/L | S/P | 1.0 ml | Allergy Screen | qn
252 | F5 Rye flour | No | I03 | Allergology | 1445.1 | 0 | 30 | 1.5 | 0.45 | kU/L | S/P | 1.0 ml | Allergy Screen | qn
247 | F75 Egg yolk | No | I03 | Allergology | 1445.1 | 0 | 30 | 1.5 | 0.45 | kU/L | S/P | 1.0 ml | Allergy Screen | qn
243 | F76 alpha-lactalbumin | No | I03 | Allergology | 1445.1 | 0 | 30 | 1.5 | 0.45 | kU/L | S/P | 1.0 ml | Allergy Screen | qn
244 | F77 beta-lactoglobulin | No | I03 | Allergology | 1445.1 | 0 | 30 | 1.5 | 0.45 | kU/L | S/P | 1.0 ml | Allergy Screen | qn
245 | F78 Casein | No | I03 | Allergology | 1445.1 | 0 | 30 | 1.5 | 0.45 | kU/L | S/P | 1.0 ml | Allergy Screen | qn
255 | F85 Celery | No | I03 | Allergology | 1445.1 | 0 | 30 | 1.5 | 0.45 | kU/L | S/P | 1.0 ml | Allergy Screen | qn
596 | Faktor II | No | G03 | Coagulation NT | 1348 | 0 | 25 | 0 | 0 | % | S/P | 1 ml |  | qn
597 | Faktor V | No | G03 | Coagulation NT | 1348 | 0 | 25 | 0 | 0 | % | S/P | 1 ml |  | qn
598 | Faktor VII | No | G03 | Coagulation NT | 1348 | 0 | 25 | 0 | 0 | % | S/P | 1 ml |  | qn
172 | FCOHb OR | No | K04 | Blood gases | 1591 | 0 | 20 | 0 | 0 | % | BGA | 2.0 ml |  | qn
363 | Fecal occult blood | No | S01 | Fecal Occult Blood | 1583 | 0 | 0 | 0 | 0 |  | F | 0.8 g |  | ql
151 | Ferritin | Yes | K10 | Anemia | 1314 | 0 | 24 | 10 | 2.4 | µg/l | S/P | 1.8 ml |  | qn
174 | FHbF OR | No | K04 | Blood gases | 1591 | 0 | 20 | 0 | 0 | % | BGA | 2.0 ml |  | qn
411 | FHHb | No | K04 | Blood gases | 1649 | 0 | 20 | 0 | 0 | % | BGA | 2.0 ml |  | qn
82 | Fibrinogen H | Yes | G04 | unfractionated heparin | 1320 | 0 | 15 | 0 | 0 | g/l | S/P | 1 ml |  | qn
81 | Fibrinogen N | Yes | G03 | Coagulation NT | 1320 | 0 | 15 | 0 | 0 | g/l | S/P | 1 ml |  | qn
40 | Fibrinogen OA | Yes | G01 | Coagulation INR | 1320 | 0 | 15 | 0 | 0 | g/l | S/P | 1 ml |  | qn
173 | FMetHb OR | No | K04 | Blood gases | 1591 | 0 | 20 | 0 | 0 | % | BGA | 2.0 ml |  | qn
171 | FO2Hb OR | No | K04 | Blood gases | 1591 | 0 | 20 | 0 | 0 | % | BGA | 2.0 ml |  | qn
480 | Folat im Erythrozyt | No | K39 | Folat im Erythrozyten | 1330 | 0 | 25 | 0 | 0 | mg/l | WB | 0.8 ml |  | qn
153 | Folate | Yes | K10 | Anemia | 1329 | 0 | 24 | 10 | 2.4 | nmol/l | S/P | 1.8 ml |  | qn
550 | Folate in Erythrocytes | No | K39 | Folat im Erythrozyten | 1330 | 0 | 40 | 0 | 0 | nmol/l | WB | 0.8 ml |  | qn
551 | Folic acid in serum | No | K39 | Folat im Erythrozyten | 1329 | 0 | 25 | 0 | 0 | nmol/l | WB | 0.8 ml |  | qn
306 | Follicle-stimulating hormone | Yes | K06 | Hormones | 1331 | 0 | 24 | 0 | 0 | U/l | S/P | 1.8 ml |  | qn
553 | free light chain kappa | Yes | I02 | Plasmaproteins | 1459 | 0 | 20 | 0 | 0 | mg/l | S/P | 1.0 ml |  | qn
554 | free light chain lambda | Yes | I02 | Plasmaproteins | 1460 | 0 | 20 | 0 | 0 | mg/l | S/P | 1.0 ml |  | qn
657 | free light chain total kappa | Yes | I02 | Plasmaproteins | 1459 | 0 | 20 | 0 | 0 | g/l | S/P | 1.0 ml |  | qn
658 | free light chain total lambda | Yes | I02 | Plasmaproteins | 1460 | 0 | 20 | 0 | 0 | g/l | S/P | 1.0 ml |  | qn
187 | free PSA | Yes | K14 | Tumor Markers | 1627 | 0 | 21 | 0 | 0 | µg/l | S/P | 0.94 ml |  | qn
576 | Freies Testosteron | No | K06 | Hormones | 1693 | 0 | 25 | 0 | 0 | pmol/l | S/P | 1.8 ml |  | qn
123 | Fructosamine | No | K34 | Clinical Chemistry 2 | 1333 | 0 | 15 | 0 | 0 | µmol/l | S/P | 0.5 ml |  | qn
678 | FSME IgG | No | B34 | FSME IgG/IgM | 3043 | 0 | 0 | 0 | 0 |  | S/P | 0.5 ml |  | ql
679 | FSME IgM | No | B34 | FSME IgG/IgM | 3045 | 0 | 0 | 0 | 0 |  | S/P | 0.5 ml |  | ql
99 | FT3 | Yes | K06 | Hormones | 1732 | 0 | 18 | 3.5 | 0.63 | pmol/l | S/P | 1.8 ml |  | qn
100 | FT4 | Yes | K06 | Hormones | 1720 | 0 | 20 | 0 | 0 | pmol/l | S/P | 1.8 ml |  | qn
266 | g12 Rey | No | I03 | Allergology | 1445.1 | 0 | 30 | 1.5 | 0.45 | kU/L | S/P | 1.0 ml | Allergy Screen | qn
266 | G12 Rye | No | I03 | Allergology | 1445.1 | 0 | 30 | 1.5 | 0.45 | kU/L | S/P | 1.0 ml | Allergy Screen | qn
282 | G6 timothy grass | No | I09 | Allergologie Immunocap RAPID | 1445.1 | 0 | 30 | 0 | 0 |  | WB | 0.25 ml | ImmunoCAP rapid | ql
552 | Gallensäure | No | K40 | Gallensäure im Serum | 1340 | 0 | 30 | 5 | 1.5 | µmol/l | S/P | 0.8 ml |  | qn
486 | gamma-Globuline | No | K38 | Serum protein electrophoresis | 1636 | 0 | 30 | 0 | 0 | % | S | 0.4 ml |  | qn
9 | Gamma-glutamyltransferase | Yes | K01 | Clinical Chemistry | 1341 | 0 | 18 | 40 | 8 | U/l | S/P | 1.5 ml |  | qn
772 | Gentamicin | No | K24 | Drug Monitoring | 1062 | 0 | 24 | 0 | 0 | mg/l | S/P | 1.0 ml |  | qn
509 | Giardia lamblia | No | B18 | GastrointestinalI Panel NAT | 0 | 0 | 0 | 0 | 0 |  | M | 0.4 ml |  | ql
10 | Glucose | Yes | K01 | Clinical Chemistry | 1356 | 10 | 9 | 3.3 | 0.3 | mmol/l | S/P | 1.5 ml |  | qn
113 | Glucose | Yes | U02 | Urine teststrip/HCG | 1740 | 50 | 0 | 0 | 0 |  | U | 5.0 ml |  | sq
33 | Glucose BG | Yes | K04 | Blood gases | 1356 | 10 | 9 | 3.3 | 0.3 | mmol/l | BGA | 2.0 ml |  | qn
432 | Glucose CSF | Yes | K35 | Cerebrospinal fluid | 1356 | 20 | 9 | 3.3 | 0.3 | mmol/l | CSF | 1.0 ml |  | qn
180 | Glucose OR | Yes | K04 | Blood gases | 1356 | 10 | 10 | 9 | 3.3 | mmol/l | BGA | 2.0 ml |  | qn
321 | Glucose-K22 | Yes | K22 | Osmolality | 1356 | 10 | 9 | 3.3 | 0.3 | mmol/l | S/P | 1.0 ml |  | qn
55 | Glucose-Urine | Yes | U01 | Urine quant. | 1356 | 30 | 9 | 3.3 | 0.3 | mmol/l | U | 1.5 ml |  | qn
808 | Gruppe B Streptokokken (GBS) | No | B23 | Meningitis Panel NAT | 0 | 0 | 0 | 0 | 0 |  | M | 0.4 ml |  | ql
265 | GX Grasses | No | I03 | Allergology | 1445.1 | 0 | 30 | 1.5 | 0.45 | kU/L | S/P | 1.0 ml | Allergy Screen | qn
265 | GX-grass | No | I03 | Allergology | 1445.1 | 0 | 30 | 1.5 | 0.45 | kU/L | S/P | 1.0 ml | Allergy Screen | qn
700 | H. pylori Urease-Test | No | B38 | H. pylori Urease-Test | 3432 | 0 | 0 | 0 | 0 |  | B | Biopsie |  | ql
537 | Haemophilus influenzae | No | B23 | Meningitis Panel NAT | 0 | 0 | 0 | 0 | 0 |  | M | 0.4 ml |  | ql
806 | Haemophilus influenzae | No | B19 | Respiratory Panel NAT | 0 | 0 | 0 | 0 | 0 |  | M | 0.6 ml |  | ql
419 | Hämolyseindex Probe A | No | H08 | Serum indices HIL | 0 | 0 | 30 | 0 | 0 |  | S/P | 1 ml |  | qn
420 | Hämolyseindex Probe B | No | H08 | Serum indices HIL | 0 | 0 | 30 | 0 | 0 |  | S/P | 1 ml |  | qn
77 | Haptoglobin | No | I02 | Plasmaproteins | 1405 | 0 | 25 | 0 | 0 | g/l | S/P | 1.0 ml |  | qn
746 | HAV Ig | Yes | B43 | Hepatitis A IgG / IgM | 3049 | 10 | 0 | 0 | 0 |  | M | 0.5 ml |  | ql
773 | HAV IgG | Yes | B43 | Hepatitis A IgG / IgM | 3049 | 20 | 0 | 0 | 0 |  | M | 0.5 ml |  | ql
747 | HAV IgM | Yes | B43 | Hepatitis A IgG / IgM | 3051 | 0 | 0 | 0 | 0 |  | M | 0.5 ml |  | ql
50 | HbA1c sample A | Yes | K03A | HbA1c | 1363 | 0 | 9 | 5 | 0.5 | % | WB | 0.2 ml |  | qn
220 | HbA1c sample B | Yes | K03B | Glykiertes Hämoglobin (HbA1c) | 1363 | 0 | 9 | 5 | 0.5 | % | WB | 0.2 ml |  | qn
738 | HBc Ig sample A | Yes | B42 | HIV, Hepatitis B/C, Serologie | 3053 | 0 | 0 | 0 | 0 |  | M | 2 x 0.8 ml |  | ql
739 | HBc Ig sample B | Yes | B42 | HIV, Hepatitis B/C, Serologie | 3053 | 0 | 0 | 0 | 0 |  | M | 2 x 0.8 ml |  | ql
740 | HBc IgM sample A | Yes | B42 | HIV, Hepatitis B/C, Serologie | 3055 | 0 | 0 | 0 | 0 |  | M | 2 x 0.8 ml |  | ql
741 | HBc IgM sample B | Yes | B42 | HIV, Hepatitis B/C, Serologie | 3055 | 0 | 0 | 0 | 0 |  | M | 2 x 0.8 ml |  | ql
742 | HBe Ag sample A | Yes | B42 | HIV, Hepatitis B/C, Serologie | 3065 | 0 | 0 | 0 | 0 |  | M | 2 x 0.8 ml |  | ql
743 | HBe Ag sample B | Yes | B42 | HIV, Hepatitis B/C, Serologie | 3065 | 0 | 0 | 0 | 0 |  | M | 2 x 0.8 ml |  | ql
744 | HBe Ig sample A | Yes | B42 | HIV, Hepatitis B/C, Serologie | 3066 | 10 | 0 | 0 | 0 |  | M | 2 x 0.8 ml |  | ql
745 | HBe Ig sample B | Yes | B42 | HIV, Hepatitis B/C, Serologie | 3066 | 10 | 0 | 0 | 0 |  | M | 2 x 0.8 ml |  | ql
816 | HBs Ag qn sample A | No | B42 | HIV, Hepatitis B/C, Serologie | 3060 | 0 | 20 | 0 | 0 | U/l | M | 2 x 0.8 ml |  | qn
817 | HBs Ag qn sample B | No | B42 | HIV, Hepatitis B/C, Serologie | 3060 | 0 | 20 | 0 | 0 | U/l | M | 2 x 0.8 ml |  | qn
734 | HBs Ag sample A | Yes | B42 | HIV, Hepatitis B/C, Serologie | 3065 | 0 | 0 | 0 | 0 |  | M | 2 x 0.8 ml |  | ql
735 | HBs Ag sample B | Yes | B42 | HIV, Hepatitis B/C, Serologie | 3065 | 0 | 0 | 0 | 0 |  | M | 2 x 0.8 ml |  | ql
814 | HBs Ig qn sample A | Yes | B42 | HIV, Hepatitis B/C, Serologie | 3057 | 0 | 20 | 5 | 1 | U/l | M | 2 x 0.8 ml |  | qn
815 | HBs Ig qn sample B | Yes | B42 | HIV, Hepatitis B/C, Serologie | 3057 | 0 | 20 | 5 | 1 | U/l | M | 2 x 0.8 ml |  | qn
736 | HBs Ig sample A | Yes | B42 | HIV, Hepatitis B/C, Serologie | 3067 | 10 | 0 | 0 | 0 |  | M | 2 x 0.8 ml |  | ql
737 | HBs Ig sample B | Yes | B42 | HIV, Hepatitis B/C, Serologie | 3067 | 10 | 0 | 0 | 0 |  | M | 2 x 0.8 ml |  | ql
789 | HBV NAT ql | No | V04 | HBV NAT qn | 3062 | 0 | 0 | 0 | 0 |  | M | 1.1 ml |  | ql
790 | HBV NAT qn | No | V04 | HBV NAT qn | 3062 | 0 | 50 | 0 | 0 | IU/ml | M | 1.1 ml |  | qn
119 | HCG | Yes | U02 | Urine teststrip/HCG | 1659 | 0 | 0 | 0 | 0 |  | U | 5.0 ml |  | ql
369 | HCG intact | Yes | K14 | Tumor Markers | 1425 | 0 | 25 | 0 | 0 | U/l | S/P | 0.94 ml |  | qn
219 | HCG qn | Yes | K14 | Tumor Markers | 1425 | 0 | 21 | 0 | 0 | U/l | S/P | 0.94 ml |  | qn
732 | HCV Ig sample A | Yes | B42 | HIV, Hepatitis B/C, Serologie | 3068 | 10 | 0 | 0 | 0 |  | M | 2 x 0.8 ml |  | ql
733 | HCV Ig sample B | Yes | B42 | HIV, Hepatitis B/C, Serologie | 3068 | 10 | 0 | 0 | 0 |  | M | 2 x 0.8 ml |  | ql
791 | HCV NAT ql | No | V05 | HCV NAT qn | 3073 | 0 | 0 | 0 | 0 |  | M | 1.1 ml |  | ql
792 | HCV NAT qn | No | V05 | HCV NAT qn | 3073 | 0 | 50 | 0 | 0 | IU/ml | M | 1.1 ml |  | qn
590 | Helicobacter pylori antigen | No | B27 | Helicobacter Pylori Antigen | 3434 | 0 | 1 | 0 | 0 |  | M | 0.5 ml |  | ql
3 | Hematocrit | Yes | H01 | Hematology | 1375 | 0 | 9 | 0 | 0 | l/l | WB | 1.1 ml |  | qn
327 | Hematocrit | Yes | H05 | Hematology BG | 1375 | 0 | 9 | 0 | 0 | l/l | BGA | 1.7 ml |  | qn
401 | Hematocrit | Yes | H06 | Hematology, 5-part differential | 1375 | 0 | 9 | 0 | 0 | l/l | WB | 1.0 ml | H1 auch bestellen | qn
561 | Hematocrit H2 | Yes | H02 | Hematology Plus | 1375 | 0 | 9 | 0 | 0 | l/l | WB | 1.5 ml |  | qn
665 | Hematocrit HS | No | H12 | Hemoscreen | 0 | 0 | 9 | 0 | 0 | l/l | WB | 1.0 ml |  | qn
2 | Hemoglobin | Yes | H01 | Hematology | 1396 | 0 | 9 | 0 | 0 | g/l | WB | 1.1 ml |  | qn
400 | Hemoglobin | Yes | H06 | Hematology, 5-part differential | 1396 | 0 | 9 | 0 | 0 | g/l | WB | 1.0 ml | H1 auch bestellen | qn
750 | Hemoglobin | Yes | K48 | Creatinin whole Blood | 1396 | 0 | 9 | 0 | 0 | g/l | WB | 0.2 ml |  | qn
34 | Hemoglobin BG | Yes | K04 | Blood gases | 1396 | 0 | 9 | 0 | 0 | g/l | BGA | 2.0 ml |  | qn
338 | Hemoglobin BG | Yes | H05 | Hematology BG | 1396 | 0 | 9 | 0 | 0 | g/l | BGA | 1.7 ml |  | qn
301 | Hemoglobin CCA | Yes | K09 | Blood Gases Opti CCA | 1396 | 0 | 9 | 0 | 0 | g/l | BGA |  |  | qn
560 | Hemoglobin H2 | Yes | H02 | Hematology Plus | 1396 | 0 | 9 | 0 | 0 | g/l | WB | 1.5 ml |  | qn
664 | Hemoglobin HS | No | H12 | Hemoscreen | 0 | 0 | 9 | 0 | 0 | g/l | WB | 1.0 ml |  | qn
544 | Herpes-simplex-Virus 1 | Yes | B23 | Meningitis Panel NAT | 3087 | 0 | 0 | 0 | 0 |  | M | 0.4 ml |  | ql
704 | Herpes-simplex-Virus 1/2 | No | B23 | Meningitis Panel NAT | 0 | 0 | 0 | 0 | 0 |  | M | 0.4 ml |  | ql
545 | Herpes-simplex-Virus 2 | Yes | B23 | Meningitis Panel NAT | 3087 | 0 | 0 | 0 | 0 |  | M | 0.4 ml |  | ql
546 | Herpesvirus 6 | No | B23 | Meningitis Panel NAT | 0 | 0 | 0 | 0 | 0 |  | M | 0.4 ml |  | ql
748 | HEV IgG | Yes | B44 | Hepatitis E IgG / IgM | 3076 | 0 | 0 | 0 | 0 |  | M | 0.5 ml |  | ql
749 | HEV IgM | Yes | B44 | Hepatitis E IgG / IgM | 3077 | 0 | 0 | 0 | 0 |  | M | 0.5 ml |  | ql
575 | HGH | No | K06 | Hormones | 1761 | 0 | 25 | 0 | 0 | µg/l | S/P | 1.8 ml |  | qn
770 | HIV 1/2 Combo sample A | Yes | B42 | HIV, Hepatitis B/C, Serologie | 3094 | 30 | 0 | 0 | 0 |  | M | 2 x 0.8 ml |  | ql
771 | HIV 1/2 Combo sample B | Yes | B42 | HIV, Hepatitis B/C, Serologie | 3094 | 30 | 0 | 0 | 0 |  | M | 2 x 0.8 ml |  | ql
728 | HIV 1/2 ig sample A | Yes | B42 | HIV, Hepatitis B/C, Serologie | 3094 | 10 | 0 | 0 | 0 |  | M | 2 x 0.8 ml |  | ql
730 | HIV 1/2 ig sample B | Yes | B42 | HIV, Hepatitis B/C, Serologie | 3094 | 10 | 0 | 0 | 0 |  | M | 2 x 0.8 ml |  | ql
729 | HIV 1/2 p24 sample A | Yes | B42 | HIV, Hepatitis B/C, Serologie | 3094 | 0 | 0 | 0 | 0 |  | M | 2 x 0.8 ml |  | ql
731 | HIV 1/2 p24 sample B | Yes | B42 | HIV, Hepatitis B/C, Serologie | 3094 | 20 | 0 | 0 | 0 |  | M | 2 x 0.8 ml |  | ql
133 | HIV Rapid Test | Yes | V01 | HIV Schnelltest | 3102.1 | 0 | 0 | 0 | 0 |  | S/P | 0.16 ml |  | ql
793 | HIV1 NAT ql | No | V06 | HIV NAT qn | 3101 | 0 | 0 | 0 | 0 |  | M | 1.1 ml |  | ql
794 | HIV1 NAT qn | No | V06 | HIV NAT qn | 3101 | 0 | 50 | 0 | 0 | copies/ml | M | 1.1 ml |  | qn
460 | Holotranscobalamine | No | K10 | Anemia | 1727 | 0 | 30 | 0 | 0 | pmol/l | S/P | 1.8 ml |  | qn
375 | Homocystein | No | K32 | Homocystein | 1422 | 0 | 30 | 0 | 0 | µmol/l | S/P | 0.5 ml |  | qn
653 | HSV1 IgG | No | B08 | Varicella | 0 | 0 | 0 | 0 | 0 |  | S/P | 0.5 ml |  | ql
655 | HSV1/2 IgM | No | B08 | Varicella | 0 | 0 | 0 | 0 | 0 |  | S/P | 0.5 ml |  | ql
654 | HSV2 IgG | No | B08 | Varicella | 0 | 0 | 0 | 0 | 0 |  | S/P | 0.5 ml |  | ql
813 | Human herpes virus 7 | No | B23 | Meningitis Panel NAT | 0 | 0 | 0 | 0 | 0 |  | M | 0.4 ml |  | ql
260 | I6 Cockroach | No | I03 | Allergology | 1445.1 | 0 | 30 | 1.5 | 0.45 | kU/L | S/P | 1.0 ml | Allergy Screen | qn
609 | i6 German Cockroach | No | I09 | Allergologie Immunocap RAPID | 1445.1 | 0 | 30 | 0 | 0 |  | WB | 0.25 ml | Immunocap Rapid | ql
783 | Icteria Index A | No | H08 | Serum indices HIL | 0 | 0 | 30 | 5 | 1.5 |  | S/P | 1 ml |  | qn
784 | Icteria Index B | No | H08 | Serum indices HIL | 0 | 0 | 30 | 5 | 1.5 |  | S/P | 1 ml |  | qn
221 | Identification Sample A | Yes | B09 | Bacteriology | 9999.99 | 0 | 0 | 0 | 0 |  | M | 5 x 0.5 ml |  | ql
222 | Identification Sample B | Yes | B09 | Bacteriology | 9999.99 | 0 | 0 | 0 | 0 |  | M | 5 x 0.5 ml |  | ql
223 | Identification Sample C | Yes | B09 | Bacteriology | 9999.99 | 0 | 0 | 0 | 0 |  | M | 5 x 0.5 ml |  | ql
224 | Identification Sample D | Yes | B09 | Bacteriology | 9999.99 | 0 | 0 | 0 | 0 |  | M | 5 x 0.5 ml |  | ql
380 | Identification sample E | No | B09 | Bacteriology | 9999.99 | 0 | 0 | 0 | 0 |  | M | 5 x 0.5 ml |  | ql
28 | IgA | Yes | I02 | Plasmaproteins | 1441 | 0 | 15 | 0 | 0 | g/l | S/P | 1.0 ml |  | qn
643 | IgA | No | I10 | celiac disease | 0 | 0 | 30 | 0 | 0 | g/l | S/P | 0.5 ml |  | qn
441 | IgA CSF | No | K35 | Cerebrospinal fluid | 1440 | 0 | 20 | 0 | 0 | mg/l | CSF | 1.0 ml |  | qn
80 | IgE | Yes | I02 | Plasmaproteins | 1443 | 0 | 30 | 0 | 0 | kU/L | S/P | 1.0 ml |  | qn
462 | IgE Birch (Bet v1) | Yes | I03 | Allergology | 1446.1 | 0 | 30 | 1.5 | 0.45 | kU/L | S/P | 1.0 ml |  | ql
191 | IgE birch ql | Yes | I03 | Allergology | 1445.1 | 20 | 1 | 0 | 0 |  | S/P | 1.0 ml |  | ql
192 | IgE birch qn | Yes | I03 | Allergology | 1446.1 | 20 | 30 | 1.5 | 0.45 | kU/L | S/P | 1.0 ml |  | qn
465 | IgE Cat (Fel d1) | Yes | I03 | Allergology | 1446.1 | 0 | 30 | 1.5 | 0.45 | kU/L | S/P | 1.0 ml |  | ql
193 | IgE cat ql | Yes | I03 | Allergology | 1445.1 | 30 | 1 | 0 | 0 |  | S/P | 1.0 ml |  | ql
194 | IgE cat qn | Yes | I03 | Allergology | 1446.1 | 30 | 30 | 1.5 | 0.45 | kU/L | S/P | 1.0 ml |  | qn
702 | IgE D. pteronyssinus ql | Yes | I03 | Allergology | 1445.1 | 10 | 0 | 0 | 0 |  | S/P | 1.0 ml |  | ql
701 | IgE D. pteronyssinus qn | Yes | I03 | Allergology | 1446.1 | 10 | 30 | 1.5 | 0.45 | kU/L | S/P | 1.0 ml |  | qn
466 | IgE Dog (Can f1) | No | I03 | Allergology | 1446.1 | 0 | 30 | 1.5 | 0.45 | kU/L | S/P | 1.0 ml |  | ql
211 | IgE fx5 ql | Yes | I03 | Allergology | 1446.1 | 70 | 1 | 0 | 0 |  | S/P | 1.0 ml |  | ql
212 | IgE fx5 qn | No | I03 | Allergology | 1446.1 | 0 | 30 | 1.5 | 0.45 | kU/L | S/P | 1.0 ml |  | qn
464 | IgE House-dust mite (Der p1) | Yes | I03 | Allergology | 1446.1 | 0 | 30 | 1.5 | 0.45 | kU/L | S/P | 1.0 ml |  | ql
189 | IgE peanut ql | No | I03 | Allergology | 1445.1 | 0 | 1 | 0 | 0 |  | S/P | 1.0 ml |  | ql
190 | IgE peanut qn | No | I03 | Allergology | 1446.1 | 0 | 30 | 1.5 | 0.45 | kU/L | S/P | 1.0 ml |  | qn
336 | IgE pos/neg | Yes | I02 | Plasmaproteins | 1443 | 0 | 0 | 0 | 0 |  | S/P | 1.0 ml |  | ql
213 | IgE rx1 ql | Yes | I03 | Allergology | 1446.1 | 70 | 1 | 0 | 0 |  | S/P | 1.0 ml |  | ql
214 | IgE rx1qn | No | I03 | Allergology | 1446.1 | 0 | 30 | 1.5 | 0.45 | kU/L | S/P | 1.0 ml |  | qn
215 | IgE rx2 ql | Yes | I03 | Allergology | 1446.1 | 70 | 1 | 0 | 0 |  | S/P | 1.0 ml |  | ql
216 | IgE rx2 qn | No | I03 | Allergology | 1446.1 | 0 | 30 | 1.5 | 0.45 | kU/L | S/P | 1.0 ml |  | qn
209 | IgE sx1 ql | Yes | I03 | Allergology | 1446.1 | 70 | 1 | 0 | 0 |  | S/P | 1.0 ml |  | ql
210 | IgE sx1 qn | No | I03 | Allergology | 1446.1 | 0 | 30 | 1.5 | 0.45 | kU/L | S/P | 1.0 ml |  | qn
463 | IgE Timothy grass (Phl p5) | No | I03 | Allergology | 1446.1 | 0 | 30 | 1.5 | 0.45 | kU/L | S/P | 1.0 ml |  | ql
164 | IgE, multispecific | Yes | I03 | Allergology | 1446.1 | 0 | 0 | 0 | 0 |  | S/P | 1.0 ml |  | ql
164 | IgE, Screening | Yes | I03 | Allergology | 1446.1 | 0 | 0 | 0 | 0 |  | S/P | 1.0 ml |  | ql
578 | IGF-1 | No | K06 | Hormones | 1771 | 0 | 25 | 0 | 0 | µg/l | S/P | 1.8 ml |  | qn
572 | IGF-BP3 | No | K46 | IGF-BP3 / Renin / Aldosteron | 1473 | 0 | 25 | 0 | 0 | mg/l | S/P | 3.0 ml |  | qn
27 | IgG | Yes | I02 | Plasmaproteins | 1451 | 0 | 15 | 0 | 0 | g/l | S/P | 1.0 ml |  | qn
440 | IgG CSF | No | K35 | Cerebrospinal fluid | 1450 | 0 | 20 | 0 | 0 | mg/l | CSF | 1.0 ml |  | qn
29 | IgM | Yes | I02 | Plasmaproteins | 1457 | 0 | 15 | 0 | 0 | g/l | S/P | 1.0 ml |  | qn
442 | IgM CSF | No | K35 | Cerebrospinal fluid | 1456 | 0 | 20 | 0 | 0 | mg/l | CSF | 1.0 ml |  | qn
635 | IL6 | No | K49 | IL6 | 0 | 0 | 30 | 0 | 0 | ng/l | S/P | 0.5 ml |  | qn
615 | Immature Granulocytes | No | H06 | Hematology, 5-part differential | 0 | 0 | 25 | 0.1 | 0.1 | G/l | WB | 1.0 ml |  | qn
594 | Immunfixation | Yes | K38 | Serum protein electrophoresis | 1438.1 | 0 | 1 | 0 | 0 | Code | S | 0.4 ml |  | qn
489 | Immunfixation IgA | No | K38 | Serum protein electrophoresis | 1438.1 | 0 | 25 | 0 | 0 |  | S | 0.4 ml |  | ql
488 | Immunfixation IgG | No | K38 | Serum protein electrophoresis | 1438.1 | 0 | 25 | 0 | 0 |  | S | 0.4 ml |  | ql
490 | Immunfixation IgM | No | K38 | Serum protein electrophoresis | 1438.1 | 0 | 25 | 0 | 0 |  | S | 0.4 ml |  | ql
491 | Immunfixation Kappa | No | K38 | Serum protein electrophoresis | 1438.1 | 0 | 25 | 0 | 0 |  | S | 0.4 ml |  | ql
492 | Immunfixation Lambda | No | K38 | Serum protein electrophoresis | 1438.1 | 0 | 25 | 0 | 0 |  | S | 0.4 ml |  | ql
445 | Influenza A | Yes | B16 | Influenzavirus/RSV | 3120 | 10 | 0 | 0 | 0 |  | M | 0.5 ml |  | ql
526 | Influenza A | Yes | B19 | Respiratory Panel NAT | 3120 | 10 | 0 | 0 | 0 |  | M | 0.6 ml |  | ql
685 | Influenza A | No | B36 | SARS-CoV2+Flu+RSV | 3120 | 10 | 0 | 0 | 0 |  | M | 1.0 ml |  | ql
623 | Influenza Ag | No | B24 | RSV/Influenza rapid test | 0 | 0 | 0 | 0 | 0 |  | S | 0.25 ml |  | ql
527 | Influenza B | Yes | B19 | Respiratory Panel NAT | 3120 | 20 | 0 | 0 | 0 |  | M | 0.6 ml |  | ql
659 | Influenza B | Yes | B16 | Influenzavirus/RSV | 3120 | 20 | 0 | 0 | 0 |  | M | 0.5 ml |  | ql
686 | Influenza B | No | B36 | SARS-CoV2+Flu+RSV | 3120 | 20 | 0 | 0 | 0 |  | M | 1.0 ml |  | ql
570 | Inhibin B | No | K44 | Inhibin B | 0 | 0 | 25 | 20 | 5 | ng/l | S/P | 1.0 ml |  | qn
25 | INR | Yes | G01 | Coagulation INR | 1700 | 0 | 15 | 1.3 | 0.2 |  | S/P | 1 ml |  | qn
71 | INR CC Pro II | Yes | G02 | CoaguChek | 1700 | 0 | 15 | 1.3 | 0.2 | Sek | S/P |  |  | qn
281 | INR CCXS | Yes | G11 | CoaguChek XS INR | 1700 | 0 | 15 | 1.3 | 0.2 |  | S/P |  |  | qn
281 | INR CCXS | Yes | G11 | CoaguChek XS INR | 1700 | 0 | 15 | 1.3 | 0.2 |  | S/P |  |  | qn
374 | INR Eurolyser | Yes | G15 | INR Eurolyser | 1700 | 0 | 15 | 1.3 | 0.2 |  | S/P |  |  | qn
297 | INR HC | Yes | G12 | Hemochron | 1700 | 0 | 15 | 1.3 | 0.2 |  | S/P |  |  | qn
346 | INR iSTAT | Yes | G13 | INR ISTAT | 1700 | 0 | 15 | 1.3 | 0.2 |  | S/P |  |  | qn
617 | INR Lumira Dx | Yes | G17 | INR LumiraDX | 1700 | 0 | 15 | 1.3 | 0.2 |  | S/P | 0.5 ml |  | qn
589 | INR Lumiratek | Yes | Gxx | xxx | 1700 | 0 | 15 | 1.3 | 0.2 |  | S/P | 0.5 ml |  | qn
370 | INR MI | Yes | G14 | MicroINR | 1700 | 0 | 15 | 1.3 | 0.2 |  | S/P | 2.0 ml |  | qn
227 | INR WB | Yes | G10 | POC INR WB | 1700 | 0 | 15 | 1.3 | 0.2 |  | WB |  |  | qn
399 | INR Xprecia | Yes | G16 | INR Xprecia | 1700 | 0 | 15 | 1.3 | 0.2 |  | S/P | 1.0 ml |  | qn
393 | Insulin | No | K06 | Hormones | 1471 | 0 | 25 | 0 | 0 | pmol/l | S/P | 1.8 ml |  | qn
47 | Iron | Yes | K01 | Clinical Chemistry | 1270 | 0 | 20 | 0 | 0 | µmol/l | S/P | 1.5 ml |  | qn
272 | K82 Latex | No | I03 | Allergology | 1445.1 | 0 | 30 | 1.5 | 0.45 | kU/L | S/P | 1.0 ml | Allergy Screen | qn
114 | Ketone | Yes | U02 | Urine teststrip/HCG | 1740 | 60 | 0 | 0 | 0 |  | U | 5.0 ml |  | sq
308 | Kreatinin BG | Yes | K04 | Blood gases | 1509 | 0 | 18 | 50 | 9 | µmol/l | BGA | 2.0 ml |  | qn
299 | Lactate | Yes | K01 | Clinical Chemistry | 1517 | 0 | 18 | 0.5 | 0.09 | mmol/l | S/P | 1.5 ml |  | qn
433 | Lactate CSF | Yes | K35 | Cerebrospinal fluid | 1517 | 0 | 18 | 0.5 | 0.09 | mmol/l | CSF | 1.0 ml |  | qn
181 | Lactate OR | No | K04 | Blood gases | 1517 | 0 | 18 | 0.5 | 0.09 | mmol/l | BGA | 2.0 ml |  | qn
94 | Lactate-BG | Yes | K04 | Blood gases | 1517 | 0 | 18 | 0.5 | 0.09 | mmol/l | BGA | 2.0 ml |  | qn
41 | LDH | Yes | K01 | Clinical Chemistry | 1518 | 0 | 18 | 0 | 0 | U/l | S/P | 1.5 ml |  | qn
435 | LDH CSF | No | K35 | Cerebrospinal fluid | 1519 | 0 | 20 | 0 | 0 | U/l | CSF | 1.0 ml |  | qn
475 | Legionella antigen urine | Yes | B21 | Legionella antigenurine | 3441 | 0 | 0 | 0 | 0 |  | U |  |  | ql
642 | Legionella pneumophilia | No | B19 | Respiratory Panel NAT | 0 | 0 | 0 | 0 | 0 |  | M | 0.6 ml |  | ql
4 | Leucocytes | Yes | H01 | Hematology | 1532 | 0 | 25 | 0 | 0 | G/l | WB | 1.1 ml |  | qn
109 | Leucocytes | Yes | U02 | Urine teststrip/HCG | 1740 | 10 | 0 | 0 | 0 |  | U | 5.0 ml |  | sq
403 | Leucocytes | Yes | H06 | Hematology, 5-part differential | 1532 | 0 | 25 | 0 | 0 | G/l | WB | 1.0 ml | H1 auch bestellen | qn
562 | Leucocytes H2 | Yes | H02 | Hematology Plus | 1532 | 0 | 25 | 0 | 0 | G/l | WB | 1.5 ml |  | qn
667 | Leucocytes HS | No | H12 | Hemoscreen | 0 | 0 | 25 | 0 | 0 | G/l | WB | 1.0 ml |  | qn
86 | Lipase | Yes | K34 | Clinical Chemistry 2 | 1537 | 0 | 18 | 18 | 4 | U/l | S/P | 0.5 ml |  | qn
781 | Lipemia index A | No | H08 | Serum indices HIL | 0 | 0 | 30 | 0 | 0 |  | S/P | 1 ml |  | qn
782 | Lipemia index B | No | H08 | Serum indices HIL | 0 | 0 | 30 | 0 | 0 |  | S/P | 1 ml |  | qn
390 | Lipoprotein (a) | No | I05 | CRP/Lp (a) | 1539 | 0 | 25 | 0 | 0 | nmol/l | S/P | 0.35 ml |  | qn
538 | Listeria monocytogenes | No | B23 | Meningitis Panel NAT | 0 | 0 | 0 | 0 | 0 |  | M | 0.4 ml |  | ql
155 | Lithium | Yes | K01 | Clinical Chemistry | 1541 | 0 | 15 | 1 | 0.15 | mmol/l | S/P | 1.5 ml |  | qn
150 | LSD | No | U03 | Drugs of Abuse | 1686 | 0 | 0 | 0 | 0 |  | U | 5.0 ml |  | ql
305 | Luteinizing hormone | Yes | K06 | Hormones | 1542 | 0 | 24 | 0 | 0 | U/l | S/P | 1.8 ml |  | qn
406 | Lymphocytes | No | H06 | Hematology, 5-part differential | 1373 | 0 | 25 | 0 | 0 | G/l | WB | 1.0 ml |  | qn
670 | Lymphocytes HS | No | H12 | Hemoscreen | 0 | 0 | 25 | 0 | 0 | G/l | WB | 1.0 ml |  | qn
639 | M2 Cladosporium herbarum | No | I03 | Allergology | 1445.1 | 0 | 30 | 0 | 0 |  | S/P | 1.0 ml | Allergy Screen | qn
273 | M6 Alternaria alternata | No | I03 | Allergology | 1445.1 | 0 | 30 | 1.5 | 0.45 | kU/L | S/P | 1.0 ml | Allergy Screen | qn
610 | m6 Mould | No | I09 | Allergologie Immunocap RAPID | 1445.1 | 0 | 30 | 0 | 0 |  | WB | 0.25 ml | Immunocap Rapid | ql
42 | Magnesium | Yes | K01 | Clinical Chemistry | 1556 | 0 | 12 | 0.7 | 0.09 | mmol/l | S/P | 1.5 ml |  | qn
56 | Magnesium-Urine | No | U01 | Urine quant. | 1557 | 0 | 12 | 0 | 0 | mmol/l | U | 1.5 ml |  | qn
774 | Malaria | No | H11 | Malaria rapid test / NAT | 3535 | 0 | 0 | 0 | 0 |  | WB | 0.05 ml |  | ql
680 | Masern IgG | No | B35 | Masern/Parvovirus IgG/IgM | 3121 | 0 | 0 | 0 | 0 |  | S/P | 0.5 ml |  | ql
681 | Masern IgM | No | B35 | Masern/Parvovirus IgG/IgM | 3123 | 0 | 0 | 0 | 0 |  | S/P | 0.5 ml |  | ql
612 | MCH | No | H06 | Hematology, 5-part differential | 0 | 0 | 25 | 0 | 0 | pg | WB | 1.0 ml |  | qn
613 | MCHC | No | H06 | Hematology, 5-part differential | 0 | 0 | 25 | 0 | 0 | g/l | WB | 1.0 ml |  | qn
611 | MCV | No | H06 | Hematology, 5-part differential | 0 | 0 | 25 | 0 | 0 | fl | WB | 1.0 ml |  | qn
651 | MERS-CoV | No | B19 | Respiratory Panel NAT | 0 | 0 | 0 | 0 | 0 |  | M | 0.6 ml |  | ql
524 | Metapneumovirus | No | B19 | Respiratory Panel NAT | 0 | 0 | 0 | 0 | 0 |  | M | 0.6 ml |  | ql
106 | Methadone | Yes | U03 | Drugs of Abuse | 1686 | 60 | 0 | 0 | 0 |  | U | 5.0 ml |  | ql
147 | Methamphetamine | No | U03 | Drugs of Abuse | 1686 | 80 | 0 | 0 | 0 |  | U | 5.0 ml |  | ql
148 | Methaqualon | No | U03 | Drugs of Abuse | 1686 | 0 | 0 | 0 | 0 |  | U | 5.0 ml |  | ql
583 | Methotrexat | No | K24 | Drug Monitoring | 1567 | 0 | 25 | 0 | 0 | µmol/l | S/P | 1.0 ml |  | qn
240 | Microalbumin | Yes | U05 | Urine albumin/creatinin | 1023 | 0 | 24 | 20 | 4.8 | mg/l | U | 1.5 ml |  | qn
407 | Monocytes | No | H06 | Hematology, 5-part differential | 1373 | 0 | 40 | 0 | 0 | G/l | WB | 1.0 ml |  | qn
671 | Monocytes HS | No | H12 | Hemoscreen | 0 | 0 | 25 | 0 | 0 | G/l | WB | 1.0 ml |  | qn
677 | Morphin | No | U03 | Drugs of Abuse | 1686 | 0 | 0 | 0 | 0 |  | U | 5.0 ml |  | ql
416 | MRSA | Yes | B12 | Staphylococcus aureus, MRSA | 3349 | 10 | 0 | 0 | 0 |  | M | 1 Swab |  | ql
722 | MT identification A | Yes | B40 | Mycobacteria, culture 1 TB | 3447 | 0 | 0 | 0 | 0 |  | M | 2 x 1 ml |  | qn
723 | MT identification B | Yes | B40 | Mycobacteria, culture 1 TB | 3447 | 0 | 0 | 0 | 0 |  | M | 2 x 1 ml |  | qn
724 | MT susceptibility A | Yes | B40 | Mycobacteria, culture 1 TB | 3451 | 0 | 0 | 0 | 0 |  | M | 2 x 1 ml |  | ql
725 | MT susceptibility B | Yes | B40 | Mycobacteria, culture 1 TB | 3451 | 0 | 0 | 0 | 0 |  | M | 2 x 1 ml |  | ql
795 | Mumps IgG | No | B04 | Rubella | 3127 | 0 | 1 | 0 | 0 |  | S/P | 0.5 ml |  | ql
796 | Mumps IgM | No | B04 | Rubella | 3129 | 0 | 1 | 0 | 0 |  | S/P | 0.5 ml |  | ql
810 | Mumps Virus | No | B23 | Meningitis Panel NAT | 0 | 0 | 0 | 0 | 0 |  | M | 0.4 ml |  | ql
726 | Mycobact. non TB ID A | No | B41 | Mycobacteria, culture 2 non TB | 3450 | 0 | 0 | 0 | 0 |  | M | 2 x 1 ml |  | qn
727 | Mycobact. non TB ID B | No | B41 | Mycobacteria, culture 2 non TB | 3450 | 0 | 0 | 0 | 0 |  | M | 2 x 1 ml |  | qn
447 | Mycobacterium tuberculosis | Yes | B17 | Mycobacterium tuberculosis | 3448 | 0 | 0 | 0 | 0 |  | M | 7.0 ml |  | ql
535 | Mycoplasma pneumoniae | No | B19 | Respiratory Panel NAT | 3455 | 0 | 0 | 0 | 0 |  | M | 0.6 ml |  | ql
798 | Mycoplasma pneumoniae | No | B23 | Meningitis Panel NAT | 0 | 0 | 0 | 0 | 0 |  | M | 0.4 ml |  | ql
90 | Myoglobin | Yes | K05 | Cardiac Markers | 1572 | 0 | 30 | 0 | 0 | µg/l | S/P | 1.8 ml |  | qn
135 | Myoglobin CR | Yes | K08 | Cardiac Markers h232 | 1572 | 0 | 30 | 0 | 0 | µg/l | S/P | 1.5 ml |  | qn
129 | Myoglobin ql | Yes | K05 | Cardiac Markers | 1572 | 0 | 0 | 0 | 0 |  | S/P | 1.8 ml |  | ql
343 | Myoglobin Triage | Yes | K41 | Cardiac Triage | 1572 | 0 | 30 | 0 | 0 | µg/l | S/P | 1.2 ml |  | qn
414 | Neisseria gonorrhoeae (NG) | Yes | B11 | Chlamydia trachomatis/Neisseria gonorrhoeae | 3460 | 0 | 0 | 0 | 0 |  | M | 1.1 ml |  | ql
539 | Neisseria meningitidis | No | B23 | Meningitis Panel NAT | 0 | 0 | 0 | 0 | 0 |  | M | 0.4 ml |  | ql
669 | Neutrophiles HS | No | H12 | Hemoscreen | 0 | 0 | 25 | 0 | 0 | G/l | WB | 1.0 ml |  | qn
405 | Neutrophils | No | H06 | Hematology, 5-part differential | 1373 | 0 | 25 | 0 | 0 | G/l | WB | 1.0 ml |  | qn
110 | Nitrite | Yes | U02 | Urine teststrip/HCG | 1740 | 20 | 0 | 0 | 0 |  | U | 5.0 ml |  | sq
444 | Norovirus | Yes | B15 | Norovirus | 3132.1 | 0 | 0 | 0 | 0 |  | M | 1 Swab |  | ql
656 | Norovirus Ag | No | B30 | Rota-/Adeno-/Norovirus Ag | 0 | 0 | 0 | 0 | 0 |  | M | 0.5 ml |  | ql
804 | Norovirus GI | No | B18 | GastrointestinalI Panel NAT | 0 | 0 | 0 | 0 | 0 |  | M | 0.4 ml |  | ql
512 | Norovirus GI/GII | Yes | B18 | GastrointestinalI Panel NAT | 3132.1 | 0 | 0 | 0 | 0 |  | M | 0.4 ml |  | ql
805 | Norovirus GII | No | B18 | GastrointestinalI Panel NAT | 0 | 0 | 0 | 0 | 0 |  | M | 0.4 ml |  | ql
425 | NSE | No | K14 | Tumor Markers | 1581 | 0 | 25 | 0 | 0 | ng/ml | S/P | 0.94 ml |  | qn
395 | NT-pro BNP | Yes | K41 | Cardiac Triage | 1576 | 0 | 27 | 75 | 20 | ng/l | S/P | 1.2 ml |  | qn
591 | NT-Pro BNP Af LOT | No | K31 | Cardiac markers Af/Nx | 0 | 0 | 1 | 0 | 0 | LOT Nr. | S/P | 1.5 ml |  | ql
236 | NT-proBNP | Yes | K05 | Cardiac Markers | 1576 | 0 | 27 | 75 | 20 | ng/l | S/P | 1.8 ml |  | qn
233 | NT-proBNP CR | Yes | K08 | Cardiac Markers h232 | 1576 | 0 | 27 | 75 | 20 | ng/l | S/P | 1.5 ml |  | qn
368 | NT-proBNP S | Yes | K31 | Cardiac markers Af/Nx | 1576 | 0 | 27 | 75 | 20 | ng/l | S/P | 1.5 ml |  | qn
776 | Occult blood qn | No | S01 | Fecal Occult Blood | 1583 | 0 | 30 | 0 | 0 | ng/ml | F | 0.8 g |  | qn
107 | Opiate | Yes | U03 | Drugs of Abuse | 1686 | 70 | 0 | 0 | 0 |  | U | 5.0 ml |  | ql
294 | Osmolality | Yes | K22 | Osmolality | 1587 | 0 | 6 | 0 | 0 | mosm/kg | S/P | 1.0 ml |  | qn
58 | Osmolality-Urine | No | U01 | Urine quant. | 1587 | 0 | 10 | 0 | 0 | mosm/kg | U | 1.5 ml |  | qn
323 | Osmotic Gap | No | K22 | Osmolality | 0 | 0 | 20 | 0 | 0 | mmol/l | S/P | 1.0 ml |  | qn
326 | Osteocalcin | No | K21 | PTH/EPO | 1589 | 0 | 40 | 0 | 0 | nmol/l | S/P | 1.0 ml |  | qn
22 | Pancreatic amylase | Yes | K01 | Clinical Chemistry | 1592 | 0 | 18 | 25 | 5 | U/l | S/P | 1.5 ml |  | qn
72 | Pancreatic Amylase-Urine | Yes | U01 | Urine quant. | 1592 | 0 | 18 | 25 | 5 | U/l | U | 1.5 ml |  | qn
764 | Pankreas Elastase | No | K51 | Pankreas Elastase | 1273 | 0 | 40 | 0 | 0 | ug/g | F | 0.5 ml |  | qn
313 | Paracetamol | No | U03 | Drugs of Abuse | 1686 | 0 | 0 | 0 | 0 |  | U | 5.0 ml |  | ql
458 | Paracetamol | No | K24 | Drug Monitoring | 1053 | 0 | 25 | 0 | 0 | µmol/l | S/P | 1.0 ml |  | qn
779 | Parainfluenza | No | B19 | Respiratory Panel NAT | 3141 | 0 | 0 | 0 | 0 |  | M | 0.6 ml |  | ql
528 | Parainfluenza Virus 1 | No | B19 | Respiratory Panel NAT | 3141 | 0 | 0 | 0 | 0 |  | M | 0.6 ml |  | ql
529 | Parainfluenza Virus 2 | No | B19 | Respiratory Panel NAT | 3141 | 0 | 0 | 0 | 0 |  | M | 0.6 ml |  | ql
530 | Parainfluenza Virus 3 | No | B19 | Respiratory Panel NAT | 3141 | 0 | 0 | 0 | 0 |  | M | 0.6 ml |  | ql
531 | Parainfluenza Virus 4 | No | B19 | Respiratory Panel NAT | 3141 | 0 | 0 | 0 | 0 |  | M | 0.6 ml |  | ql
487 | Paraprotein | No | K38 | Serum protein electrophoresis | 1636 | 0 | 30 | 0 | 0 | % | S | 0.4 ml |  | qn
315 | Parathyroid hormone | Yes | K21 | PTH/EPO | 1595 | 0 | 24 | 0 | 0 | pmol/l | S/P | 1.0 ml |  | qn
547 | Parechovirus | No | B23 | Meningitis Panel NAT | 0 | 0 | 0 | 0 | 0 |  | M | 0.4 ml |  | ql
811 | Parvovirus B19 | No | B23 | Meningitis Panel NAT | 0 | 0 | 0 | 0 | 0 |  | M | 0.4 ml |  | ql
682 | Parvovirus B19 IgG | No | B35 | Masern/Parvovirus IgG/IgM | 3142 | 0 | 0 | 0 | 0 |  | S/P | 0.5 ml |  | ql
683 | Parvovirus B19 IgM | No | B35 | Masern/Parvovirus IgG/IgM | 3144 | 0 | 0 | 0 | 0 |  | S/P | 0.5 ml |  | ql
30 | pCO2 | Yes | K04 | Blood gases | 1212 | 10 | 12 | 2 | 0.25 | kPa | BGA | 2.0 ml |  | qn
143 | PCO2 CCA | Yes | K09 | Blood Gases Opti CCA | 1212 | 10 | 12 | 2 | 0.25 | kPa | BGA |  |  | qn
167 | pCO2 OR | Yes | K04 | Blood gases | 1212 | 10 | 12 | 2 | 0.25 | kPa | BGA | 2.0 ml |  | qn
354 | PCT pos/neg | No | K20 | PCT/C-Peptid | 1619 | 0 | 0 | 0 | 0 |  | S/P | 0.8 ml |  | ql
32 | pH | Yes | K04 | Blood gases | 1212 | 0 | 0.9 | 0 | 0 |  | BGA | 2.0 ml |  | qn
111 | pH | Yes | U02 | Urine teststrip/HCG | 1740 | 30 | 0 | 0 | 0 |  | U | 5.0 ml |  | sq
145 | pH CCA | Yes | K09 | Blood Gases Opti CCA | 1212 | 0 | 0.9 | 0 | 0 |  | BGA |  |  | qn
166 | pH OR | Yes | K04 | Blood gases | 1212 | 0 | 0.9 | 0 | 0 |  | BGA | 2.0 ml |  | qn
312 | Phencyclidin | No | U03 | Drugs of Abuse | 1686 | 0 | 0 | 0 | 0 |  | U | 5.0 ml |  | ql
392 | Phenobarbital | No | K24 | Drug Monitoring | 1070 | 0 | 25 | 0 | 0 | µmol/l | S/P | 1.0 ml |  | qn
391 | Phenytoin | No | K24 | Drug Monitoring | 1070 | 0 | 25 | 0 | 0 | µmol/l | S/P | 1.0 ml |  | qn
44 | Phosphate | Yes | K01 | Clinical Chemistry | 1601 | 0 | 15 | 0 | 0 | mmol/l | S/P | 1.5 ml |  | qn
66 | Phosphate-Urine | No | U01 | Urine quant. | 1601 | 0 | 15 | 0 | 0 | mmol/l | U | 1.5 ml |  | qn
59 | pH-Urine | No | U01 | Urine quant. | 1740 | 0 | 20 | 0 | 0 |  | U | 1.5 ml |  | qn
268 | Plantain | No | I03 | Allergology | 1445.1 | 0 | 30 | 1.5 | 0.45 | kU/L | S/P | 1.0 ml | Allergy Screen | qn
468 | Plasmodium falciparum (Pf/T1) alt | No | H11 | Malaria rapid test / NAT | 3535 | 0 | 0 | 0 | 0 |  | WB | 0.05 ml |  | ql
469 | Plasmodium Pv/Po/Pm | No | H11 | Malaria rapid test / NAT | 3535 | 0 | 0 | 0 | 0 |  | WB | 0.05 ml |  | ql
467 | Plasmodium sp (Pan) alt | No | H11 | Malaria rapid test / NAT | 3535 | 0 | 0 | 0 | 0 |  | WB | 0.05 ml |  | ql
495 | Plesiomonas shigelloides | No | B18 | GastrointestinalI Panel NAT | 0 | 0 | 0 | 0 | 0 |  | M | 0.4 ml |  | ql
31 | pO2 | Yes | K04 | Blood gases | 1212 | 20 | 15 | 0 | 0 | kPa | BGA | 2.0 ml |  | qn
144 | PO2 CCA | Yes | K09 | Blood Gases Opti CCA | 1212 | 20 | 15 | 0 | 0 | kPa | BGA |  |  | qn
168 | pO2 OR | Yes | K04 | Blood gases | 1212 | 20 | 15 | 0 | 0 | kPa | BGA | 2.0 ml |  | qn
8 | Potassium | Yes | K01 | Clinical Chemistry | 1479 | 0 | 6 | 3.3 | 0.2 | mmol/l | S/P | 1.5 ml |  | qn
35 | Potassium BG | Yes | K04 | Blood gases | 1479 | 0 | 6 | 3.3 | 0.2 | mmol/l | BGA | 2.0 ml |  | qn
140 | Potassium CCA | Yes | K09 | Blood Gases Opti CCA | 1479 | 0 | 6 | 3.3 | 0.2 | mmol/l | BGA |  |  | qn
437 | Potassium CSF | No | K35 | Cerebrospinal fluid | 1480 | 0 | 20 | 0 | 0 | mmol/l | CSF | 1.0 ml |  | qn
176 | Potassium OR | Yes | K04 | Blood gases | 1479 | 0 | 6 | 3.3 | 0.2 | mmol/l | BGA | 2.0 ml |  | qn
319 | Potassium-K22 | Yes | K22 | Osmolality | 1479 | 0 | 6 | 3.3 | 0.2 | mmol/l | S/P | 1.0 ml |  | qn
60 | Potassium-Urine | No | U01 | Urine quant. | 1480 | 0 | 15 | 0 | 0 | mmol/l | U | 1.5 ml |  | qn
238 | Prealbumin | No | I02 | Plasmaproteins | 1615 | 0 | 25 | 0 | 0 | mg/l | S/P | 1.0 ml |  | qn
705 | Primidon | No | K24 | Drug Monitoring | 0 | 0 | 0 | 0 | 0 | µmol/l | S/P | 1.0 ml |  | qn
695 | proBNP | Yes | K50 | Cardiac marker Excdia | 1576 | 0 | 0 | 75 | 20 | ng/l | S/P | 0.5 ml |  | qn
314 | Procalcitonin | Yes | K20 | PCT/C-Peptid | 1619 | 0 | 27 | 0.5 | 0.14 | µg/l | S/P | 0.8 ml |  | qn
516 | Progesteron | No | K06 | Hormones | 1620 | 0 | 30 | 0 | 0 | nmol/l | S/P | 1.8 ml |  | qn
300 | Prolactin | No | K06 | Hormones | 1623 | 0 | 30 | 0 | 0 | µg/l | S/P | 1.8 ml |  | qn
307 | Prolactine | Yes | K06 | Hormones | 1623 | 0 | 24 | 0 | 0 | µg/l | S/P | 1.8 ml |  | qn
112 | Protein | Yes | U02 | Urine teststrip/HCG | 1740 | 40 | 0 | 0 | 0 |  | U | 5.0 ml |  | sq
434 | Protein CSF | Yes | K35 | Cerebrospinal fluid | 1635 | 0 | 15 | 0 | 0 | g/l | CSF | 1.0 ml |  | qn
20 | Protein total | Yes | K01 | Clinical Chemistry | 1634 | 0 | 12 | 0 | 0 | g/l | S/P | 1.5 ml |  | qn
61 | Protein-Urine | Yes | U01 | Urine quant. | 1635 | 0 | 15 | 0 | 0 | mg/l | U | 1.5 ml |  | qn
24 | Prothrombin time HT | Yes | G04 | unfractionated heparin | 1700 | 0 | 15 | 0 | 0 | % | S/P | 1 ml |  | qn
23 | Prothrombin time NT | Yes | G03 | Coagulation NT | 1700 | 0 | 15 | 0 | 0 | % | S/P | 1 ml |  | qn
182 | PSA | Yes | K14 | Tumor Markers | 1626 | 0 | 21 | 0 | 0 | µg/l | S/P | 0.94 ml |  | qn
274 | PSA complex | Yes | K14 | Tumor Markers | 1627 | 0 | 25 | 0 | 0 | µg/l | S/P | 0.94 ml |  | qn
614 | RDW | No | H06 | Hematology, 5-part differential | 0 | 0 | 25 | 0 | 0 | % | WB | 1.0 ml |  | qn
605 | Renin | No | K46 | IGF-BP3 / Renin / Aldosteron | 1646 | 0 | 25 | 0 | 0 | mU/l | S/P | 3.0 ml |  | qn
532 | Respiratory Syncytial Virus | No | B19 | Respiratory Panel NAT | 3161 | 0 | 0 | 0 | 0 |  | M | 0.6 ml |  | ql
410 | Reticulocytes | No | H07 | Retikulozyten, Automat | 1373 | 0 | 30 | 0 | 0 | G/l | WB | 1.0 ml |  | qn
412 | Rheumatoid factor | No | I02 | Plasmaproteins | 1654 | 0 | 25 | 0 | 0 | U/ml | S/P | 1.0 ml |  | qn
525 | Rhinovirus/Enterovirus | No | B19 | Respiratory Panel NAT | 0 | 0 | 0 | 0 | 0 |  | M | 0.6 ml |  | ql
513 | Rotavirus A | No | B18 | GastrointestinalI Panel NAT | 3163 | 0 | 0 | 0 | 0 |  | M | 0.4 ml |  | ql
620 | Rotavirus Ag | No | B30 | Rota-/Adeno-/Norovirus Ag | 0 | 0 | 0 | 0 | 0 |  | M | 0.5 ml |  | ql
706 | RPR / VDRL titer | No | B06 | Lues / syphilis serology | 0 | 0 | 0 | 0 | 0 | Titer | S/P | 0.5 ml |  | qn
350 | RPR/VDRL | Yes | B06 | Lues / syphilis serology | 3482 | 0 | 25 | 0 | 0 |  | S/P | 0.5 ml |  | ql
446 | RSV | No | B16 | Influenzavirus/RSV | 3161 | 0 | 0 | 0 | 0 |  | M | 0.5 ml |  | ql
687 | RSV | No | B36 | SARS-CoV2+Flu+RSV | 3161 | 0 | 0 | 0 | 0 |  | M | 1.0 ml |  | ql
588 | RSV Antigen | No | B24 | RSV/Influenza rapid test | 3159 | 0 | 1 | 0 | 0 |  | S | 0.25 ml |  | ql
195 | Rubella IgG | Yes | B04 | Rubella | 3167 | 10 | 0 | 0 | 0 |  | S/P | 0.5 ml |  | ql
196 | Rubella IgM | Yes | B04 | Rubella | 3168 | 0 | 0 | 0 | 0 |  | S/P | 0.5 ml |  | ql
476 | S. pneumoniae antigen urine | Yes | B22 | S. pneumoniae antigen urine | 3476 | 0 | 0 | 0 | 0 |  | U |  |  | ql
424 | S100 | No | K14 | Tumor Markers | 0 | 0 | 25 | 0 | 0 | µg/l | S/P | 0.94 ml |  | qn
584 | Salicylat | No | K24 | Drug Monitoring | 1053 | 0 | 25 | 0 | 0 | mmol/l | S/P | 1.0 ml |  | qn
496 | Salmonella | No | B18 | GastrointestinalI Panel NAT | 0 | 0 | 0 | 0 | 0 |  | M | 0.4 ml |  | ql
514 | Sapovirus | No | B18 | GastrointestinalI Panel NAT | 0 | 0 | 0 | 0 | 0 |  | M | 0.4 ml |  | ql
684 | SARS CoV-2 | No | B36 | SARS-CoV2+Flu+RSV | 3186 | 0 | 0 | 0 | 0 |  | M | 1.0 ml |  | ql
622 | SARS-CoV-2 | No | B31 | SARS-CoV-2 | 3186 | 0 | 0 | 0 | 0 |  | M | 0.5 ml |  | ql
640 | SARS-Cov-2 | No | B19 | Respiratory Panel NAT | 0 | 0 | 0 | 0 | 0 |  | M | 0.6 ml |  | ql
636 | SARS-CoV-2 Antigen | No | B33 | SARS-CoV-2 Ag | 0 | 0 | 0 | 0 | 0 |  | M | 0.05 ml |  | ql
634 | SARS-CoV-2 IgA | No | B32 | SARS-CoV-2 Antibody | 0 | 0 | 0 | 0 | 0 |  | M | 0.5 ml |  | ql
630 | SARS-CoV-2 IgG | No | B32 | SARS-CoV-2 Antibody | 0 | 0 | 0 | 0 | 0 |  | M | 0.5 ml |  | ql
662 | SARS-CoV-2 IgG NCP | No | B32 | SARS-CoV-2 Antibody | 0 | 0 | 0 | 0 | 0 |  | M | 0.5 ml |  | ql
661 | SARS-CoV-2 IgG Spike 1 | No | B32 | SARS-CoV-2 Antibody | 0 | 0 | 0 | 0 | 0 |  | M | 0.5 ml |  | ql
674 | SARS-CoV-2 IgG Spike 2 Ak | No | B32 | SARS-CoV-2 Antibody | 0 | 0 | 0 | 0 | 0 |  | M | 0.5 ml |  | ql
629 | SARS-CoV-2 IgG/A/M | No | B32 | SARS-CoV-2 Antibody | 0 | 0 | 0 | 0 | 0 |  | M | 0.5 ml |  | ql
631 | SARS-CoV-2 IgM | No | B32 | SARS-CoV-2 Antibody | 0 | 0 | 0 | 0 | 0 |  | M | 0.5 ml |  | ql
515 | SHBG | No | K06 | Hormones | 1668 | 0 | 30 | 0 | 0 | nmol/l | S/P | 1.8 ml |  | qn
449 | Sirolimus | No | K37 | Immunosuppressiva | 1470 | 0 | 25 | 0 | 0 | µg/l | S/P | 1.0 ml |  | qn
394 | sO2 | No | K04 | Blood gases | 1212 | 0 | 20 | 0 | 0 | % | BGA | 2.0 ml |  | qn
302 | SO2 CCA | No | K09 | Blood Gases Opti CCA | 0 | 0 | 20 | 0 | 0 | % | BGA |  |  | qn
170 | sO2 OR | No | K04 | Blood gases | 1591 | 0 | 20 | 0 | 0 | % | BGA | 2.0 ml |  | qn
43 | Sodium | Yes | K01 | Clinical Chemistry | 1574 | 0 | 6 | 0 | 0 | mmol/l | S/P | 1.5 ml |  | qn
36 | Sodium BG | Yes | K04 | Blood gases | 1574 | 0 | 6 | 0 | 0 | mmol/l | BGA | 2.0 ml |  | qn
141 | Sodium CCA | Yes | K09 | Blood Gases Opti CCA | 1574 | 0 | 6 | 0 | 0 | mmol/l | BGA |  |  | qn
436 | Sodium CSF | No | K35 | Cerebrospinal fluid | 1575 | 0 | 20 | 0 | 0 | mmol/l | CSF | 1.0 ml |  | qn
177 | Sodium OR | Yes | K04 | Blood gases | 1574 | 0 | 6 | 0 | 0 | mmol/l | BGA | 2.0 ml |  | qn
320 | Sodium-K22 | Yes | K22 | Osmolality | 1574 | 0 | 6 | 0 | 0 | mmol/l | S/P | 1.0 ml |  | qn
62 | Sodium-Urine | No | U01 | Urine quant. | 1575 | 0 | 15 | 0 | 0 | mmol/l | U | 1.5 ml |  | qn
423 | Soluble transferrin receptor | No | I02 | Plasmaproteins | 1474.1 | 0 | 25 | 0 | 0 | mg/l | S/P | 1.0 ml |  | qn
118 | Specific gravity | Yes | U02 | Urine teststrip/HCG | 1740 | 110 | 0 | 0 | 0 |  | U | 5.0 ml |  | sq
65 | Specific Gravity-Urine | No | U01 | Urine quant. | 1676 | 0 | 5 | 0 | 0 |  | U | 1.5 ml |  | qn
415 | Staphylococcus aureus (SA) | No | B12 | Staphylococcus aureus, MRSA | 0 | 0 | 0 | 0 | 0 |  | M | 1 Swab |  | ql
121 | Strep A | Yes | B01 | Strep A | 3469 | 0 | 0 | 0 | 0 |  | M | 0.15 ml |  | ql
540 | Streptococcus agalactiae | No | B23 | Meningitis Panel NAT | 3475 | 0 | 0 | 0 | 0 |  | M | 0.4 ml |  | ql
418 | Streptococcus Gruppe B | Yes | B14 | Streptococcus Gruppe B | 3475 | 0 | 0 | 0 | 0 |  | M | 1 Swab |  | ql
541 | Streptococcus pneumoniae | No | B23 | Meningitis Panel NAT | 0 | 0 | 0 | 0 | 0 |  | M | 0.4 ml |  | ql
807 | Streptococcus pneumoniae | No | B19 | Respiratory Panel NAT | 0 | 0 | 0 | 0 | 0 |  | M | 0.6 ml |  | ql
797 | Streptococcus pyogenes | No | B23 | Meningitis Panel NAT | 0 | 0 | 0 | 0 | 0 |  | M | 0.4 ml |  | ql
225 | Susceptibility Sample A | Yes | B09 | Bacteriology | 9999.99 | 0 | 0 | 0 | 0 |  | M | 5 x 0.5 ml |  | ql
226 | Susceptibility Sample B | Yes | B09 | Bacteriology | 9999.99 | 0 | 0 | 0 | 0 |  | M | 5 x 0.5 ml |  | ql
398 | Susceptibility sample E | No | B09 | Bacteriology | 0 | 0 | 0 | 0 | 0 |  | M | 5 x 0.5 ml |  | ql
821 | Suspected hypervirulent ribotype 027 | No | B13 | Clostridium difficile | 3400 | 0 | 0 | 0 | 0 |  | M | 1 Swab |  | ql
199 | Syphilis TPPA | Yes | B06 | Lues / syphilis serology | 3481 | 0 | 0 | 0 | 0 |  | S/P | 0.5 ml |  | ql
261 | T2 Alder | No | I03 | Allergology | 1445.1 | 0 | 30 | 1.5 | 0.45 | kU/L | S/P | 1.0 ml | Allergy Screen | qn
97 | T3 | No | K06 | Hormones | 1733 | 0 | 20 | 0 | 0 | nmol/l | S/P | 1.8 ml |  | qn
262 | T3 Birch | Yes | I03 | Allergology | 1445.1 | 30 | 30 | 1.5 | 0.45 | kU/L | S/P | 1.0 ml | Allergy Screen | qn
286 | T3 Birch | Yes | I09 | Allergologie Immunocap RAPID | 1445.1 | 20 | 30 | 0 | 0 |  | WB | 0.25 ml | ImmunoCAP rapid | ql
264 | T31 Ash | No | I03 | Allergology | 1445.1 | 0 | 30 | 1.5 | 0.45 | kU/L | S/P | 1.0 ml | Allergy Screen | qn
98 | T4 | No | K06 | Hormones | 1721 | 0 | 20 | 0 | 0 | nmol/l | S/P | 1.8 ml |  | qn
263 | T4 Hazel | No | I03 | Allergology | 1445.1 | 0 | 30 | 1.5 | 0.45 | kU/L | S/P | 1.0 ml | Allergy Screen | qn
283 | T9 olive | No | I09 | Allergologie Immunocap RAPID | 1445.1 | 0 | 30 | 0 | 0 |  | WB | 0.25 ml | ImmunoCAP rapid | ql
450 | Tacrolimus | No | K37 | Immunosuppressiva | 1470 | 0 | 25 | 0 | 0 | µg/l | S/P | 1.0 ml |  | qn
149 | TCA | No | U03 | Drugs of Abuse | 1686 | 0 | 0 | 0 | 0 |  | U | 5.0 ml |  | ql
339 | Testosterone | Yes | K06 | Hormones | 1694 | 0 | 30 | 1 | 0.3 | nmol/l | S/P | 1.8 ml |  | qn
39 | Thrombin Time | No | G03 | Coagulation NT | 1699 | 0 | 25 | 0 | 0 |  | S/P | 1 ml |  | qn
120 | Thrombin Time | No | G04 | unfractionated heparin | 1699 | 0 | 0 | 0 | 0 |  | S/P | 1 ml |  | qn
17 | Thrombocytes | Yes | H01 | Hematology | 1715 | 0 | 25 | 0 | 0 | G/l | WB | 1.1 ml |  | qn
404 | Thrombocytes | Yes | H06 | Hematology, 5-part differential | 1715 | 0 | 25 | 80 | 20 | G/l | WB | 1.0 ml | H1 auch bestellen | qn
563 | Thrombocytes H2 | Yes | H02 | Hematology Plus | 1715 | 0 | 25 | 0 | 0 | G/l | WB | 1.5 ml |  | qn
428 | Thyreoglobulin | No | K14 | Tumor Markers | 1717 | 0 | 25 | 0 | 0 | µg/l | S/P | 0.94 ml |  | qn
479 | Tobramycin | No | K24 | Drug Monitoring | 1062 | 0 | 25 | 0 | 0 | mg/l | S/P | 1.0 ml |  | qn
208 | total IgE | Yes | I03 | Allergology | 1443 | 0 | 30 | 0 | 0 | kU/L | S/P | 1.0 ml |  | qn
197 | Toxoplasma IgG | Yes | B05 | Toxoplasmose | 3549 | 0 | 0 | 0 | 0 |  | S/P | 0.5 ml |  | ql
198 | Toxoplasma IgM | Yes | B05 | Toxoplasmose | 3553 | 0 | 0 | 0 | 0 |  | S/P | 0.5 ml |  | ql
581 | TRAK | No | K47 | Schilddrüsenautoantikörper | 1189 | 0 | 25 | 0 | 0 | IU/l | S | 1.0 ml |  | qn
78 | Transferrin | No | I02 | Plasmaproteins | 1729 | 0 | 25 | 0 | 0 | g/l | S/P | 1.0 ml |  | qn
361 | Treponema FTA-ABS | Yes | B06 | Lues / syphilis serology | 3478 | 0 | 25 | 0 | 0 |  | S/P | 0.5 ml |  | ql
348 | Treponema IgG | Yes | B06 | Lues / syphilis serology | 3478 | 0 | 25 | 0 | 0 |  | S/P | 0.5 ml |  | ql
349 | Treponema IgM | Yes | B06 | Lues / syphilis serology | 3480 | 0 | 25 | 0 | 0 |  | S/P | 0.5 ml |  | ql
470 | Treponema Screening (Ig total) | Yes | B06 | Lues / syphilis serology | 3478 | 0 | 0 | 0 | 0 |  | S/P | 0.5 ml |  | ql
633 | Treponema TPHA | Yes | B06 | Lues / syphilis serology | 3481 | 0 | 0 | 0 | 0 |  | S/P | 0.5 ml |  | ql
707 | Treponema TPHA titer | No | B06 | Lues / syphilis serology | 0 | 0 | 0 | 0 | 0 | Titer | S/P | 0.5 ml |  | qn
459 | Triglyceride DXC | Yes | K34 | Clinical Chemistry 2 | 1731 | 0 | 18 | 1 | 0.18 | mmol/l | S/P | 0.5 ml |  | qn
16 | Triglycerides | Yes | K01 | Clinical Chemistry | 1731 | 0 | 18 | 1 | 0.18 | mmol/l | S/P | 1.5 ml |  | qn
231 | Triglycerides | Yes | K19 | CardioChek Lipidpanel | 1731 | 0 | 18 | 1 | 0.18 | mmol/l | S/P | 0.5 ml |  | qn
668 | Trombocytes HS | No | H12 | Hemoscreen | 0 | 0 | 25 | 0 | 0 | G/l | WB | 1.0 ml |  | qn
88 | Troponin I | Yes | K05 | Cardiac Markers | 1734 | 20 | 24 | 0 | 0 | ng/l | S/P | 1.8 ml |  | qn
694 | Troponin I pos/neg | No | K50 | Cardiac marker Excdia | 0 | 0 | 0 | 0 | 0 |  | S/P | 0.5 ml |  | ql
128 | Troponin I ql | No | K08 | Cardiac Markers h232 | 1735 | 0 | 0 | 0 | 0 |  | S/P | 1.5 ml |  | ql
568 | Troponin I ql | No | K05 | Cardiac Markers | 1735 | 20 | 0 | 0 | 0 |  | S/P | 1.8 ml |  | ql
693 | Troponin I qn | Yes | K50 | Cardiac marker Excdia | 1734 | 20 | 0 | 0 | 0 | ng/l | S/P | 0.5 ml |  | qn
366 | Troponin I S | Yes | K31 | Cardiac markers Af/Nx | 1734 | 20 | 24 | 0 | 0 | ng/l | S/P | 1.5 ml |  | qn
345 | Troponin I WB | Yes | K08 | Cardiac Markers h232 | 1734 | 20 | 24 | 0 | 0 | ng/l | S/P | 1.5 ml |  | qn
367 | Troponin pos/neg S | No | K31 | Cardiac markers Af/Nx | 1735 | 0 | 0 | 0 | 0 |  | S/P | 1.5 ml |  | ql
89 | Troponin T | Yes | K05 | Cardiac Markers | 1734 | 10 | 24 | 0 | 0 | ng/l | S/P | 1.8 ml |  | qn
134 | Troponin T CR | Yes | K08 | Cardiac Markers h232 | 1734 | 10 | 24 | 0 | 0 | ng/l | S/P | 1.5 ml |  | qn
296 | Troponin T CR pos/neg | No | K08 | Cardiac Markers h232 | 1735 | 0 | 0 | 0 | 0 |  | S/P | 1.5 ml |  | ql
127 | Troponin T ql | No | K08 | Cardiac Markers h232 | 1735 | 0 | 0 | 0 | 0 |  | S/P | 1.5 ml |  | ql
340 | Troponin Triage | Yes | K41 | Cardiac Triage | 1734 | 20 | 24 | 0 | 0 | ng/l | S/P | 1.2 ml |  | qn
360 | Tryglycerides Af/b101 | Yes | K30 | Lipids Af/b101 | 1731 | 0 | 18 | 1 | 0.18 | mmol/l | S/P | 0.5 ml |  | qn
96 | TSH | Yes | K06 | Hormones | 1718.1 | 0 | 18 | 0 | 0 | mU/l | S/P | 1.8 ml |  | qn
12 | Urea | Yes | K01 | Clinical Chemistry | 1406 | 0 | 15 | 3.3 | 0.5 | mmol/l | S/P | 1.5 ml |  | qn
322 | Urea-K22 | Yes | K22 | Osmolality | 1406 | 0 | 15 | 3.3 | 0.5 | mmol/l | S/P | 1.0 ml |  | qn
63 | Urea-Urine | No | U01 | Urine quant. | 1407 | 0 | 15 | 0 | 0 | mmol/l | U | 1.5 ml |  | qn
11 | Uric Acid | Yes | K01 | Clinical Chemistry | 1738 | 0 | 12 | 0 | 0 | µmol/l | S/P | 1.5 ml |  | qn
64 | Uric Acid-Urine | No | U01 | Urine quant. | 1738 | 0 | 15 | 0 | 0 | mmol/l | U | 1.5 ml |  | qn
163 | Urinary Sediment | No | U04 | Urinary Sediment | 1664 | 0 | 0 | 0 | 0 | Code | Foto | 5 x Foto |  | ql
57 | Urine Albumin | Yes | U01 | Urine quant. | 1022 | 0 | 24 | 20 | 4.8 | mg/l | U | 1.5 ml |  | qn
353 | Urine albumin pos/neg | Yes | U05 | Urine albumin/creatinin | 1023 | 0 | 0 | 0 | 0 |  | U | 1.5 ml |  | ql
122 | Urine Dipslide | Yes | B02 | Uricult | 3330 | 0 | 0 | 0 | 0 |  | M | 1 Pellet |  | sq
115 | Urobilinogen | Yes | U02 | Urine teststrip/HCG | 1740 | 70 | 0 | 0 | 0 |  | U | 5.0 ml |  | sq
355 | Valproat | No | K24 | Drug Monitoring | 1070 | 0 | 24 | 0 | 0 | µmol/l | S/P | 1.0 ml |  | qn
595 | VanA/VanB | No | B29 | VanA/VanB | 3349 | 0 | 0 | 0 | 0 |  | M | 1 Swab |  | ql
477 | Vancomycin | No | K24 | Drug Monitoring | 1062 | 0 | 25 | 0 | 0 | µmol/l | S/P | 1.0 ml |  | qn
202 | Varicellen IgG | Yes | B08 | Varicella | 3177 | 10 | 0 | 0 | 0 |  | S/P | 0.5 ml |  | ql
203 | Varicellen IgM | No | B08 | Varicella | 3179 | 0 | 0 | 0 | 0 |  | S/P | 0.5 ml |  | ql
548 | Varizella-Zoster-Virus | Yes | B23 | Meningitis Panel NAT | 3184 | 0 | 0 | 0 | 0 |  | M | 0.4 ml |  | ql
497 | Vibrio | No | B18 | GastrointestinalI Panel NAT | 0 | 0 | 0 | 0 | 0 |  | M | 0.4 ml |  | ql
498 | Vibrio cholerae | No | B18 | GastrointestinalI Panel NAT | 0 | 0 | 0 | 0 | 0 |  | M | 0.4 ml |  | ql
648 | Vibrio parahaemolyticus | No | B18 | GastrointestinalI Panel NAT | 0 | 0 | 0 | 0 | 0 |  | M | 0.4 ml |  | ql
649 | Vibrio vulnificus | No | B18 | GastrointestinalI Panel NAT | 0 | 0 | 0 | 0 | 0 |  | M | 0.4 ml |  | ql
152 | Vitamin B12 | Yes | K10 | Anemia | 1749 | 0 | 21 | 200 | 42 | pmol/l | S/P | 1.8 ml |  | qn
717 | Vitamin D 1,25-(OH)2 | No | K42 | Vitamin D | 1000 | 0 | 27 | 0 | 0 | ng/l | S/P | 1.0 ml |  | qn
325 | Vitamin D 25 (OH) | Yes | K42 | Vitamin D | 1006 | 0 | 27 | 0 | 0 | nmol/l | S/P | 1.0 ml |  | qn
819 | VRE Van A | No | B29 | VanA/VanB | 3349 | 0 | 0 | 0 | 0 |  | M | 1 Swab |  | ql
820 | VRE Van B | No | B29 | VanA/VanB | 3349 | 0 | 0 | 0 | 0 |  | M | 1 Swab |  | ql
637 | W1 Ambrosia | No | I03 | Allergology | 1445.1 | 0 | 30 | 0 | 0 |  | S/P | 1.0 ml | Allergy Screen | qn
284 | W21 Pellitory, wall | No | I09 | Allergologie Immunocap RAPID | 1445.1 | 0 | 30 | 0 | 0 |  | WB | 0.25 ml | ImmunoCAP rapid | ql
267 | W6 Mugwort | No | I03 | Allergology | 1445.1 | 0 | 30 | 1.5 | 0.45 | kU/L | S/P | 1.0 ml | Allergy Screen | qn
287 | W6 Mugwort | No | I09 | Allergologie Immunocap RAPID | 1445.1 | 0 | 30 | 0 | 0 |  | WB | 0.25 ml | ImmunoCAP rapid | ql
268 | W9 Plantain | No | I03 | Allergology | 1445.1 | 0 | 30 | 1.5 | 0.45 | kU/L | S/P | 1.0 ml | Allergy Screen | qn
499 | Yersinia enterocolitica | No | B18 | GastrointestinalI Panel NAT | 0 | 0 | 0 | 0 | 0 |  | M | 0.4 ml |  | ql
431 | Zinc | No | K34 | Clinical Chemistry 2 | 1767 | 0 | 20 | 0 | 0 | µmol/l | S/P | 0.5 ml |  | qn
542 | Zytomegalievirus | No | B23 | Meningitis Panel NAT | 3017 | 0 | 0 | 0 | 0 |  | M | 0.4 ml |  | ql